## Base
Scenario | Parameter | Value | Unit |  |  |  | Unit conversion
| COP year | 2040 | - | Scottish Government |  |  | Original
[7 empty] | 1 | Sm3 natural gas | = | 40 | MJ (LHV)
Platform operation | Power demand (incl. reserves) | 37.5 | MW_e | PlatformOperation.xlsx: Base |  |  | 1 | bbl oil/liquids | = | 0.159 | Sm3
| Heat duty (incl. reserves) | 19.2857 | MW_e | Derived value |  |  | 1 | Sm3 crude oil | = | 36000 | MJ
| Heat duty (incl. reserves) | 18.9 | MW_h | PlatformOperation.xlsx: Base |  |  | 1 | MJ | = | 0.27778 | kWh
Derived
Platform living | Power demand (incl. reserves) | 3.888 | MW_e | PlatformOperation.xlsx: Base |  |  | 1 | Sm3 natural gas | = | 0.011111 | MWh
| Heat duty (incl. reserves) | 2.3469 | MW_e | Derived value |  |  | 1 | bbl crude oil | = | 1.59 | MWh
| Heat duty (incl. reserves) | 2.3 | MW_h | PlatformOperation.xlsx: Base |  |  | 1 | Sm3 crude oil | = | 10 | MWh
| Power capacity needs for living if electrified | 6.2349 | MW_e | Derived value
[7 empty] | 1 | year | = | 8760 | hours
Reserves | O&G production elec. reserves | 7.09 | MW_e | PlatformOperation.xlsx: Base |  |  | 1 | day | = | 24 | hours
| Living elec. reserves | 0.522 | MW_e
| Living heat reserves | 0.6 | MW_h
| Living heat electrified reserves | 0.61224 | MW_e
Decommissioning | Weight of platform | 46255 | tonne | OSPAR database
| Decom cost | 0.026 | 2023-M£/t | McKenna et al. (2019)
| Investment cost | 1202630000 | 2023-£ | Derived value
Electrification scenario | Weight of platform topside | 4970 | tonne | OSPAR database
| Structural reinforcement | 57000 | 2023-£/tonne | Derived based on McKenna et al. (2019)
| OffWindFarm_investment cost | 4945103.6 | 2023-£/MW | NREL
| OffWindFarm_fom | 104630.13 | 2023-£/MW/y | NREL
| OffWind_turbine | 8 | MW | NREL
| Number of turbines | 75 | units | NREL
| OffWindFarm_capacity | 600 | MW | NREL
| OffWindFarm total investment cost | 3272328231.4286 | 2023-£ | Derived value
| Distance from shore | 222 | km | Derived value
| PFS cable (HVDC)_voltage | 320 | kV | Elgenedy et al. (2021)
| PFS cable (HVDC)_capacity | 300 | MW | Elgenedy et al. (2021)
| PFS cable cost | 0.234 | 2023-M£/km | Elgenedy et al. (2021)
| PFS cable investment cost | 51948000 | 2023-£ | Derived value
| Offshore substation | 387000 | 2023-£/MW | Johnston et al. (2020)
| Substation capacity | 56.7857 | MW | Derived value
| Maintenance_fom | 1135.2 | 2023-£/MW/y | DEA_eboiler
| Maintenance_vom | 0.516 | 2023-£/MWh | DEA_eboiler
| PFS total investment cost | 357214071.4286 | 2023-£ | Derived value
| CPPA price (offshore wind) | 138.616 | £/MWh
| Source: DEA_eboiler | 2020 | 2030 | 2040 | 2050
| Electric boiler_investment cost | 70000 | 70000 | 60000 | 60000 | 2023-£/MW
| Electric boiler_fom | 1140 | 1100 | 1050 | 950 | 2023-£/MW/y
| Electric boiler_vom | 0.52 | 0.52 | 0.52 | 0.4 | 2023-£/MWh
| Electric boiler_efficiency | 0.98 | 0.98 | 0.98 | 0.98
CCS scenario | CO2 storage capacity | 125 | Mtonne_CO2 | Scottish Government
| Equivalent reservoir capacity | 80000 | M Sm3 | Assumption
| Offshore wind energy cost | 0 | 2023-£/MWh | Existing electrification CPPA – no additional OPEX
| Nominal investment | 3.15 | 2023-£/tonne_CO2 | DEA_CCS
| CCS_fom | 1.45 | 2023-£/tonne_CO2 | DEA_CCS
| CCS_vom | 4.28 | 2023-£/tonne_CO2 | DEA_CCS
| Power_investment | 0.75 | 2023-£/tonne_CO2 | DEA_CCS
| Power_investment | 93750000 | 2023-£/unit | Derived value
| Power_vom | 1.08 | 2023-£/tonne_CO2 | DEA_CCS
| Power_vom | 77.76 | 2023-£/MWh | Derived value
| CCS_power_efficiency | 0.013889 | MWh/tonne_CO2 | Derived value
| Injection_rate | 5000000 | tonne/y | Derived value
| Injection capacity | 570.7763 | tonne/h | Derived value
| Power capacity for injection | 7.9274 | MW_e | Derived value
| Total est. power capacity | 14.1624 | MW_e | Derived value
Note on A4: Huang Jiangyi: For O&G production incl. living demand for 90 staff
Note on A8: Huang Jiangyi: For 90 staff.
Note on B39: Huang Jiangyi: per substation capacity
Note on B40: Huang Jiangyi: per electrical energy transmitted by substation
Note on B43: Peecock, Anna: Assume CPPA cost = (LCOE + IRR)wind
Note on D58: Peecock, Anna: 1 unit represents system of 2 6MW turbines and intermediate storage

## Decommission
relationship | unit | node | parameter | alternative | value | unit | alternative | is_active | candidate_units | number_of_units | min_up_time | min_down_time | online_variable_type | unit_investment_cost | unit_investment_variable_type
unit__to_node | EOP_PlatformA1_LivingRetreat | PlatformA1_living | unit_capacity | Decommission | 90 | EOP_PlatformA1_LivingRetreat | Decommission | TRUE | 1 | 0 | 25Y |  | unit_online_variable_type_integer | 1202630000 | unit_investment_variable_type_integer
unit__to_node | EOP_PlatformA1_LivingRetreat | PlatformA1_elec_reserve | unit_capacity | Decommission | 8 | EOP_PlatformA1_LivingRetreat | Base | FALSE
[6 empty] | PlatformA1_well | Decommission |  |  |  |  | 25Y | unit_online_variable_type_integer
Note on M2: Huang Jiangyi: Once the platform gets decomissioned, there is no way back.
Note on N4: Huang Jiangyi: Once the well shuts down, there is no way back.

## Decommission_ts
object_class | unit | unit
object_name | PlatformA1_well | PlatformA1_well
parameter | fix_units_on | unit_availability_factor
alternative | Decommission | Decommission
2020-01-01T00:00:00 | 1 | 1
2025-01-01T00:00:00 | 1 | 1
2030-01-01T00:00:00 | 1 | 1
2035-01-01T00:00:00 | 1 | 1
2040-01-01T00:00:00 | 0 | 0
2045-01-01T00:00:00 | 0 | 0
2050-01-01T00:00:00 | 0 | 0
2055-01-01T00:00:00 | 0 | 0
2060-01-01T00:00:00 | 0 | 0
2065-01-01T00:00:00 | 0 | 0
2070-01-01T00:00:00 | 0 | 0
2075-01-01T00:00:00 | 0 | 0

## Electrify_power
relationship | unit | node | alternative | is_active | unit_capacity | vom_cost | unit | alternative | is_active | candidate_units | fom_cost | number_of_units | online_variable_type | unit_investment_cost | unit_investment_lifetime | unit_investment_variable_type | min_up_time | units_on_cost
unit__to_node | Electrify_PlatformA1_OffWindFarm | PlatformA1_elec_duty | ElectrifyInvestWindFarmNoReserves |  | 600 | 0 | Electrify_PlatformA1_OffWindFarm | ElectrifyInvestWindFarm | TRUE | 1 | 11.9441 | 0 | unit_online_variable_type_integer | 3272328231.4286 | 10Y | unit_investment_variable_type_integer
unit__to_node | Electrify_PlatformA1_OffWindFarm | PlatformA1_elec | ElectrifyInvestWindFarmNoReserves | FALSE |  |  | Electrify_PlatformA1_OffWindFarm | Base | FALSE
unit__to_node | Electrify_PlatformA1_OffWindFarm | PlatformA1_elec_reserve | ElectrifyInvestWindFarmNoReserves | FALSE |  |  | Electrify_PlatformA1_CPPA | ElectrifyPurchase | TRUE | 1 | 0.024529 | 0 | unit_online_variable_type_integer | 357214071.4286 | 10Y | unit_investment_variable_type_integer | 10Y
unit__to_node | Electrify_PlatformA1_OffWindFarm | PlatformA1_elec | ElectrifyInvestWindFarmReserves |  | 600 | 0 | Electrify_PlatformA1_CPPA | Base | FALSE
unit__to_node | Electrify_PlatformA1_CPPA | PlatformA1_elec_duty | ElectrifyPurchaseNoReserves |  | 300 | 138.616 | Electrify_PlatformA1_CPPAreserve | ElectrifyPurchaseReserves | TRUE
unit__to_node | Electrify_PlatformA1_CPPA | PlatformA1_elec | ElectrifyPurchaseNoReserves | FALSE |  |  | Electrify_PlatformA1_CPPAreserve | Base | FALSE
unit__to_node | Electrify_PlatformA1_CPPA | PlatformA1_elec_reserve | ElectrifyPurchaseNoReserves | FALSE |  |  | Electrify_PlatformA1_OffWindCCS | ElectrifyCCSWind | TRUE | 1 |  | 0 | unit_online_variable_type_integer | 93750000 | 10Y | unit_investment_variable_type_integer
unit__to_node | Electrify_PlatformA1_CPPA | PlatformA1_elec | ElectrifyPurchaseReserves |  | 300 | 138.616 | Electrify_PlatformA1_OffWindCCS | Base | FALSE
unit__to_node | Electrify_PlatformA1_CPPAreserve | PlatformA1_elec_reserve | ElectrifyPurchaseReserves |  | 8 | 0 | Electrify_PlatformA1_OffWindCCSreserve | ElectrifyCCSWindReserves | TRUE
unit__to_node | Electrify_PlatformA1_OffWindCCS | PlatformA1_elec_duty | ElectrifyCCSWindNoReserves |  | 16 | 77.76 | Electrify_PlatformA1_OffWindCCSreserve | Base | FALSE
unit__to_node | Electrify_PlatformA1_OffWindCCS | PlatformA1_elec | ElectrifyCCSWindNoReserves | FALSE
unit__to_node | Electrify_PlatformA1_OffWindCCS | PlatformA1_elec_reserve | ElectrifyCCSWindNoReserves | FALSE
unit__to_node | Electrify_PlatformA1_OffWindCCS | PlatformA1_elec | ElectrifyCCSWindReserves |  | 16 | 77.76
unit__to_node | Electrify_PlatformA1_OffWindCCSreserve | PlatformA1_elec_reserve | ElectrifyCCSWindReserves |  | 5.9558 | 0
Note on M4: Huang Jiangyi: Scaled down to the capacity of substation.
Note on B10: Huang Jiangyi: Dedicated user constraint in sheet "TransitionActions"
Note on F10: Huang Jiangyi: CPPA as such has covered reserve demand.
Note on B15: Huang Jiangyi: Dedicated user constraint in sheet "TransitionActions"
Note on F15: Huang Jiangyi: Reserves for O&G production is no longer needed. We assume the reserves for all electrified living energy demand remain the same.

## Electrify_others
relationship | unit | node | node | parameter | alternative | value | relationship | unit | node | parameter | alternative | value | unit | alternative | is_active | candidate_units | fom_cost | number_of_units | online_variable_type | unit_investment_cost | unit_investment_lifetime | unit_investment_variable_type | units_on_cost
unit__node__node | PlatformA1_ElecBoiler | PlatformA1_heat_duty | PlatformA1_elec_duty | fix_ratio_out_in_unit_flow | ElectrifyBase | 0.98 | unit__to_node | PlatformA1_ElecBoiler | PlatformA1_heat_duty | unit_capacity | ElectrifyBase | 18.9 | PlatformA1_ElecBoiler | ElectrifyBase | TRUE | 1 | 0.12557 | 0 | unit_online_variable_type_integer | 1323000 | 10Y | unit_investment_variable_type_integer
[7 empty] | unit__to_node | PlatformA1_ElecBoiler | PlatformA1_heat_duty | vom_cost | ElectrifyBase | 0.52 | PlatformA1_ElecBoiler | Base | FALSE
[7 empty] | unit__from_node | PlatformA1_ElecBoiler | PlatformA1_elec_duty

## Electrify_ts
object_class | unit
object_name | Electrify_PlatformA1_OffWindFarm
parameter | unit_availability_factor
alternative | ElectrifyInvestWindFarm
2020-01-01T00:00:00 | 0.11356
2020-01-01T01:00:00 | 0.35639
2020-01-01T02:00:00 | 0.13873
2020-01-01T03:00:00 | 0.30936
2020-01-01T04:00:00 | 0.11772
2020-01-01T05:00:00 | 0.23357
2020-01-01T06:00:00 | 0.29289
2020-01-01T07:00:00 | 0.36388
2020-01-01T08:00:00 | 0.37895
2020-01-01T09:00:00 | 0.17192
2020-01-01T10:00:00 | 0.3667
2020-01-01T11:00:00 | 0.40432
2020-01-01T12:00:00 | 0.37597
2020-01-01T13:00:00 | 0.18344
2020-01-01T14:00:00 | 0.24726
2020-01-01T15:00:00 | 0.36762
2020-01-01T16:00:00 | 0.28874
2020-01-01T17:00:00 | 0.20911
2020-01-01T18:00:00 | 0.18422
2020-01-01T19:00:00 | 0.11262
2020-01-01T20:00:00 | 0.10738
2020-01-01T21:00:00 | 0.3762
2020-01-01T22:00:00 | 0.28118
2020-01-01T23:00:00 | 0.25312
2020-01-02T00:00:00 | 0.16537
2020-01-02T01:00:00 | 0.42939
2020-01-02T02:00:00 | 0.22725
2020-01-02T03:00:00 | 0.35971
2020-01-02T04:00:00 | 0.14253
2020-01-02T05:00:00 | 0.20628
2020-01-02T06:00:00 | 0.20922
2020-01-02T07:00:00 | 0.32122
2020-01-02T08:00:00 | 0.33539
2020-01-02T09:00:00 | 0.4202
2020-01-02T10:00:00 | 0.24436
2020-01-02T11:00:00 | 0.1821
2020-01-02T12:00:00 | 0.10753
2020-01-02T13:00:00 | 0.25418
2020-01-02T14:00:00 | 0.20493
2020-01-02T15:00:00 | 0.36706
2020-01-02T16:00:00 | 0.41364
2020-01-02T17:00:00 | 0.41493
2020-01-02T18:00:00 | 0.3839
2020-01-02T19:00:00 | 0.30947
2020-01-02T20:00:00 | 0.41121
2020-01-02T21:00:00 | 0.23194
2020-01-02T22:00:00 | 0.31665
2020-01-02T23:00:00 | 0.3689
2020-01-03T00:00:00 | 0.38971
2020-01-03T01:00:00 | 0.32495
2020-01-03T02:00:00 | 0.2788
2020-01-03T03:00:00 | 0.42118
2020-01-03T04:00:00 | 0.17051
2020-01-03T05:00:00 | 0.32642
2020-01-03T06:00:00 | 0.31183
2020-01-03T07:00:00 | 0.37206
2020-01-03T08:00:00 | 0.24229
2020-01-03T09:00:00 | 0.27548
2020-01-03T10:00:00 | 0.24814
2020-01-03T11:00:00 | 0.29276
2020-01-03T12:00:00 | 0.33441
2020-01-03T13:00:00 | 0.32216
2020-01-03T14:00:00 | 0.34868
2020-01-03T15:00:00 | 0.24905
2020-01-03T16:00:00 | 0.14361
2020-01-03T17:00:00 | 0.13737
2020-01-03T18:00:00 | 0.17452
2020-01-03T19:00:00 | 0.16669
2020-01-03T20:00:00 | 0.16361
2020-01-03T21:00:00 | 0.27882
2020-01-03T22:00:00 | 0.42927
2020-01-03T23:00:00 | 0.23572
2020-01-04T00:00:00 | 0.21282
2020-01-04T01:00:00 | 0.41233
2020-01-04T02:00:00 | 0.18656
2020-01-04T03:00:00 | 0.38797
2020-01-04T04:00:00 | 0.16339
2020-01-04T05:00:00 | 0.23553
2020-01-04T06:00:00 | 0.40683
2020-01-04T07:00:00 | 0.28557
2020-01-04T08:00:00 | 0.13433
2020-01-04T09:00:00 | 0.11552
2020-01-04T10:00:00 | 0.37936
2020-01-04T11:00:00 | 0.35102
2020-01-04T12:00:00 | 0.3682
2020-01-04T13:00:00 | 0.21028
2020-01-04T14:00:00 | 0.22891
2020-01-04T15:00:00 | 0.26706
2020-01-04T16:00:00 | 0.16457
2020-01-04T17:00:00 | 0.27772
2020-01-04T18:00:00 | 0.28779
2020-01-04T19:00:00 | 0.24458
2020-01-04T20:00:00 | 0.10307
2020-01-04T21:00:00 | 0.43222
2020-01-04T22:00:00 | 0.13628
2020-01-04T23:00:00 | 0.38492
2020-01-05T00:00:00 | 0.2183
2020-01-05T01:00:00 | 0.17475
2020-01-05T02:00:00 | 0.16746
2020-01-05T03:00:00 | 0.33146
2020-01-05T04:00:00 | 0.12539
2020-01-05T05:00:00 | 0.29498
2020-01-05T06:00:00 | 0.25908
2020-01-05T07:00:00 | 0.10231
2020-01-05T08:00:00 | 0.32088
2020-01-05T09:00:00 | 0.32787
2020-01-05T10:00:00 | 0.27719
2020-01-05T11:00:00 | 0.17738
2020-01-05T12:00:00 | 0.43232
2020-01-05T13:00:00 | 0.35633
2020-01-05T14:00:00 | 0.38023
2020-01-05T15:00:00 | 0.35709
2020-01-05T16:00:00 | 0.31075
2020-01-05T17:00:00 | 0.15647
2020-01-05T18:00:00 | 0.15416
2020-01-05T19:00:00 | 0.2442
2020-01-05T20:00:00 | 0.42452
2020-01-05T21:00:00 | 0.24488
2020-01-05T22:00:00 | 0.37868
2020-01-05T23:00:00 | 0.21754
2020-01-06T00:00:00 | 0.23946
2020-01-06T01:00:00 | 0.2988
2020-01-06T02:00:00 | 0.39942
2020-01-06T03:00:00 | 0.27949
2020-01-06T04:00:00 | 0.21072
2020-01-06T05:00:00 | 0.13365
2020-01-06T06:00:00 | 0.23288
2020-01-06T07:00:00 | 0.4226
2020-01-06T08:00:00 | 0.40574
2020-01-06T09:00:00 | 0.41443
2020-01-06T10:00:00 | 0.42913
2020-01-06T11:00:00 | 0.24457
2020-01-06T12:00:00 | 0.22054
2020-01-06T13:00:00 | 0.30033
2020-01-06T14:00:00 | 0.2868
2020-01-06T15:00:00 | 0.27868
2020-01-06T16:00:00 | 0.41871
2020-01-06T17:00:00 | 0.38408
2020-01-06T18:00:00 | 0.31997
2020-01-06T19:00:00 | 0.15129
2020-01-06T20:00:00 | 0.33387
2020-01-06T21:00:00 | 0.2637
2020-01-06T22:00:00 | 0.34135
2020-01-06T23:00:00 | 0.35912
2020-01-07T00:00:00 | 0.24636
2020-01-07T01:00:00 | 0.20064
2020-01-07T02:00:00 | 0.42552
2020-01-07T03:00:00 | 0.19204
2020-01-07T04:00:00 | 0.15934
2020-01-07T05:00:00 | 0.13625
2020-01-07T06:00:00 | 0.42046
2020-01-07T07:00:00 | 0.42984
2020-01-07T08:00:00 | 0.27236
2020-01-07T09:00:00 | 0.26088
2020-01-07T10:00:00 | 0.24704
2020-01-07T11:00:00 | 0.35806
2020-01-07T12:00:00 | 0.28174
2020-01-07T13:00:00 | 0.31629
2020-01-07T14:00:00 | 0.1387
2020-01-07T15:00:00 | 0.21215
2020-01-07T16:00:00 | 0.4309
2020-01-07T17:00:00 | 0.42231
2020-01-07T18:00:00 | 0.39032
2020-01-07T19:00:00 | 0.21606
2020-01-07T20:00:00 | 0.22228
2020-01-07T21:00:00 | 0.40506
2020-01-07T22:00:00 | 0.27261
2020-01-07T23:00:00 | 0.33919
2020-01-08T00:00:00 | 0.38264
2020-01-08T01:00:00 | 0.38442
2020-01-08T02:00:00 | 0.34059
2020-01-08T03:00:00 | 0.1875
2020-01-08T04:00:00 | 0.39289
2020-01-08T05:00:00 | 0.42279
2020-01-08T06:00:00 | 0.18662
2020-01-08T07:00:00 | 0.23783
2020-01-08T08:00:00 | 0.11845
2020-01-08T09:00:00 | 0.31573
2020-01-08T10:00:00 | 0.26762
2020-01-08T11:00:00 | 0.26299
2020-01-08T12:00:00 | 0.35532
2020-01-08T13:00:00 | 0.1081
2020-01-08T14:00:00 | 0.25875
2020-01-08T15:00:00 | 0.42965
2020-01-08T16:00:00 | 0.339
2020-01-08T17:00:00 | 0.27593
2020-01-08T18:00:00 | 0.10808
2020-01-08T19:00:00 | 0.37673
2020-01-08T20:00:00 | 0.34674
2020-01-08T21:00:00 | 0.37457
2020-01-08T22:00:00 | 0.3514
2020-01-08T23:00:00 | 0.2672
2020-01-09T00:00:00 | 0.33691
2020-01-09T01:00:00 | 0.25932
2020-01-09T02:00:00 | 0.36529
2020-01-09T03:00:00 | 0.11597
2020-01-09T04:00:00 | 0.18361
2020-01-09T05:00:00 | 0.23279
2020-01-09T06:00:00 | 0.24528
2020-01-09T07:00:00 | 0.31162
2020-01-09T08:00:00 | 0.16415
2020-01-09T09:00:00 | 0.21293
2020-01-09T10:00:00 | 0.32618
2020-01-09T11:00:00 | 0.18064
2020-01-09T12:00:00 | 0.26877
2020-01-09T13:00:00 | 0.25718
2020-01-09T14:00:00 | 0.33799
2020-01-09T15:00:00 | 0.26619
2020-01-09T16:00:00 | 0.31816
2020-01-09T17:00:00 | 0.39674
2020-01-09T18:00:00 | 0.21478
2020-01-09T19:00:00 | 0.19911
2020-01-09T20:00:00 | 0.13026
2020-01-09T21:00:00 | 0.19627
2020-01-09T22:00:00 | 0.16455
2020-01-09T23:00:00 | 0.14506
2020-01-10T00:00:00 | 0.11835
2020-01-10T01:00:00 | 0.11446
2020-01-10T02:00:00 | 0.29303
2020-01-10T03:00:00 | 0.1255
2020-01-10T04:00:00 | 0.18798
2020-01-10T05:00:00 | 0.12185
2020-01-10T06:00:00 | 0.41111
2020-01-10T07:00:00 | 0.1756
2020-01-10T08:00:00 | 0.39434
2020-01-10T09:00:00 | 0.35741
2020-01-10T10:00:00 | 0.15992
2020-01-10T11:00:00 | 0.27203
2020-01-10T12:00:00 | 0.24178
2020-01-10T13:00:00 | 0.12093
2020-01-10T14:00:00 | 0.38518
2020-01-10T15:00:00 | 0.29343
2020-01-10T16:00:00 | 0.38479
2020-01-10T17:00:00 | 0.12342
2020-01-10T18:00:00 | 0.37435
2020-01-10T19:00:00 | 0.11978
2020-01-10T20:00:00 | 0.11397
2020-01-10T21:00:00 | 0.13578
2020-01-10T22:00:00 | 0.32815
2020-01-10T23:00:00 | 0.33463
2020-01-11T00:00:00 | 0.28121
2020-01-11T01:00:00 | 0.25435
2020-01-11T02:00:00 | 0.37578
2020-01-11T03:00:00 | 0.2985
2020-01-11T04:00:00 | 0.21038
2020-01-11T05:00:00 | 0.15365
2020-01-11T06:00:00 | 0.17002
2020-01-11T07:00:00 | 0.11268
2020-01-11T08:00:00 | 0.14523
2020-01-11T09:00:00 | 0.2933
2020-01-11T10:00:00 | 0.1456
2020-01-11T11:00:00 | 0.33175
2020-01-11T12:00:00 | 0.13954
2020-01-11T13:00:00 | 0.11668
2020-01-11T14:00:00 | 0.23521
2020-01-11T15:00:00 | 0.31637
2020-01-11T16:00:00 | 0.22846
2020-01-11T17:00:00 | 0.29163
2020-01-11T18:00:00 | 0.13368
2020-01-11T19:00:00 | 0.42311
2020-01-11T20:00:00 | 0.35783
2020-01-11T21:00:00 | 0.20882
2020-01-11T22:00:00 | 0.11857
2020-01-11T23:00:00 | 0.19091
2020-01-12T00:00:00 | 0.24314
2020-01-12T01:00:00 | 0.13683
2020-01-12T02:00:00 | 0.14698
2020-01-12T03:00:00 | 0.1923
2020-01-12T04:00:00 | 0.27758
2020-01-12T05:00:00 | 0.22688
2020-01-12T06:00:00 | 0.24411
2020-01-12T07:00:00 | 0.32091
2020-01-12T08:00:00 | 0.21194
2020-01-12T09:00:00 | 0.39306
2020-01-12T10:00:00 | 0.15131
2020-01-12T11:00:00 | 0.22277
2020-01-12T12:00:00 | 0.21105
2020-01-12T13:00:00 | 0.21095
2020-01-12T14:00:00 | 0.11827
2020-01-12T15:00:00 | 0.25718
2020-01-12T16:00:00 | 0.27252
2020-01-12T17:00:00 | 0.25486
2020-01-12T18:00:00 | 0.16834
2020-01-12T19:00:00 | 0.11221
2020-01-12T20:00:00 | 0.35849
2020-01-12T21:00:00 | 0.29718
2020-01-12T22:00:00 | 0.18081
2020-01-12T23:00:00 | 0.26838
2020-01-13T00:00:00 | 0.41013
2020-01-13T01:00:00 | 0.39012
2020-01-13T02:00:00 | 0.24655
2020-01-13T03:00:00 | 0.12605
2020-01-13T04:00:00 | 0.36192
2020-01-13T05:00:00 | 0.41642
2020-01-13T06:00:00 | 0.37971
2020-01-13T07:00:00 | 0.25625
2020-01-13T08:00:00 | 0.41319
2020-01-13T09:00:00 | 0.15637
2020-01-13T10:00:00 | 0.28248
2020-01-13T11:00:00 | 0.39059
2020-01-13T12:00:00 | 0.28245
2020-01-13T13:00:00 | 0.14889
2020-01-13T14:00:00 | 0.19149
2020-01-13T15:00:00 | 0.3443
2020-01-13T16:00:00 | 0.25078
2020-01-13T17:00:00 | 0.12115
2020-01-13T18:00:00 | 0.38721
2020-01-13T19:00:00 | 0.11659
2020-01-13T20:00:00 | 0.3379
2020-01-13T21:00:00 | 0.23782
2020-01-13T22:00:00 | 0.25443
2020-01-13T23:00:00 | 0.25851
2020-01-14T00:00:00 | 0.20057
2020-01-14T01:00:00 | 0.17154
2020-01-14T02:00:00 | 0.30708
2020-01-14T03:00:00 | 0.10956
2020-01-14T04:00:00 | 0.34761
2020-01-14T05:00:00 | 0.35074
2020-01-14T06:00:00 | 0.27331
2020-01-14T07:00:00 | 0.38044
2020-01-14T08:00:00 | 0.17424
2020-01-14T09:00:00 | 0.14206
2020-01-14T10:00:00 | 0.29933
2020-01-14T11:00:00 | 0.22904
2020-01-14T12:00:00 | 0.15695
2020-01-14T13:00:00 | 0.19639
2020-01-14T14:00:00 | 0.23019
2020-01-14T15:00:00 | 0.17671
2020-01-14T16:00:00 | 0.27686
2020-01-14T17:00:00 | 0.22439
2020-01-14T18:00:00 | 0.2448
2020-01-14T19:00:00 | 0.42496
2020-01-14T20:00:00 | 0.41571
2020-01-14T21:00:00 | 0.23784
2020-01-14T22:00:00 | 0.14905
2020-01-14T23:00:00 | 0.11419
2020-01-15T00:00:00 | 0.18513
2020-01-15T01:00:00 | 0.23746
2020-01-15T02:00:00 | 0.12577
2020-01-15T03:00:00 | 0.12385
2020-01-15T04:00:00 | 0.38458
2020-01-15T05:00:00 | 0.27857
2020-01-15T06:00:00 | 0.26082
2020-01-15T07:00:00 | 0.11272
2020-01-15T08:00:00 | 0.31013
2020-01-15T09:00:00 | 0.16304
2020-01-15T10:00:00 | 0.27524
2020-01-15T11:00:00 | 0.19283
2020-01-15T12:00:00 | 0.35371
2020-01-15T13:00:00 | 0.42524
2020-01-15T14:00:00 | 0.13782
2020-01-15T15:00:00 | 0.22086
2020-01-15T16:00:00 | 0.13936
2020-01-15T17:00:00 | 0.3011
2020-01-15T18:00:00 | 0.11675
2020-01-15T19:00:00 | 0.14522
2020-01-15T20:00:00 | 0.40366
2020-01-15T21:00:00 | 0.36047
2020-01-15T22:00:00 | 0.40626
2020-01-15T23:00:00 | 0.10936
2020-01-16T00:00:00 | 0.16444
2020-01-16T01:00:00 | 0.23274
2020-01-16T02:00:00 | 0.29564
2020-01-16T03:00:00 | 0.2316
2020-01-16T04:00:00 | 0.42769
2020-01-16T05:00:00 | 0.13054
2020-01-16T06:00:00 | 0.22805
2020-01-16T07:00:00 | 0.11532
2020-01-16T08:00:00 | 0.22676
2020-01-16T09:00:00 | 0.25287
2020-01-16T10:00:00 | 0.12504
2020-01-16T11:00:00 | 0.21082
2020-01-16T12:00:00 | 0.22645
2020-01-16T13:00:00 | 0.38244
2020-01-16T14:00:00 | 0.38181
2020-01-16T15:00:00 | 0.20595
2020-01-16T16:00:00 | 0.22224
2020-01-16T17:00:00 | 0.18685
2020-01-16T18:00:00 | 0.27422
2020-01-16T19:00:00 | 0.10054
2020-01-16T20:00:00 | 0.11398
2020-01-16T21:00:00 | 0.35836
2020-01-16T22:00:00 | 0.35764
2020-01-16T23:00:00 | 0.20069
2020-01-17T00:00:00 | 0.28758
2020-01-17T01:00:00 | 0.41356
2020-01-17T02:00:00 | 0.39736
2020-01-17T03:00:00 | 0.15842
2020-01-17T04:00:00 | 0.25169
2020-01-17T05:00:00 | 0.1955
2020-01-17T06:00:00 | 0.11648
2020-01-17T07:00:00 | 0.1781
2020-01-17T08:00:00 | 0.22159
2020-01-17T09:00:00 | 0.18891
2020-01-17T10:00:00 | 0.18205
2020-01-17T11:00:00 | 0.10154
2020-01-17T12:00:00 | 0.38055
2020-01-17T13:00:00 | 0.31775
2020-01-17T14:00:00 | 0.3421
2020-01-17T15:00:00 | 0.17672
2020-01-17T16:00:00 | 0.12799
2020-01-17T17:00:00 | 0.39679
2020-01-17T18:00:00 | 0.35071
2020-01-17T19:00:00 | 0.34443
2020-01-17T20:00:00 | 0.12324
2020-01-17T21:00:00 | 0.25888
2020-01-17T22:00:00 | 0.37725
2020-01-17T23:00:00 | 0.40488
2020-01-18T00:00:00 | 0.21788
2020-01-18T01:00:00 | 0.4211
2020-01-18T02:00:00 | 0.40336
2020-01-18T03:00:00 | 0.42816
2020-01-18T04:00:00 | 0.15463
2020-01-18T05:00:00 | 0.28465
2020-01-18T06:00:00 | 0.35074
2020-01-18T07:00:00 | 0.10753
2020-01-18T08:00:00 | 0.11998
2020-01-18T09:00:00 | 0.13268
2020-01-18T10:00:00 | 0.40436
2020-01-18T11:00:00 | 0.30904
2020-01-18T12:00:00 | 0.29218
2020-01-18T13:00:00 | 0.22746
2020-01-18T14:00:00 | 0.23011
2020-01-18T15:00:00 | 0.12491
2020-01-18T16:00:00 | 0.41618
2020-01-18T17:00:00 | 0.42357
2020-01-18T18:00:00 | 0.15739
2020-01-18T19:00:00 | 0.2235
2020-01-18T20:00:00 | 0.18442
2020-01-18T21:00:00 | 0.186
2020-01-18T22:00:00 | 0.11986
2020-01-18T23:00:00 | 0.28954
2020-01-19T00:00:00 | 0.21521
2020-01-19T01:00:00 | 0.42705
2020-01-19T02:00:00 | 0.42019
2020-01-19T03:00:00 | 0.4131
2020-01-19T04:00:00 | 0.20825
2020-01-19T05:00:00 | 0.37287
2020-01-19T06:00:00 | 0.40652
2020-01-19T07:00:00 | 0.28838
2020-01-19T08:00:00 | 0.13658
2020-01-19T09:00:00 | 0.28589
2020-01-19T10:00:00 | 0.38933
2020-01-19T11:00:00 | 0.11729
2020-01-19T12:00:00 | 0.22827
2020-01-19T13:00:00 | 0.30241
2020-01-19T14:00:00 | 0.18788
2020-01-19T15:00:00 | 0.20072
2020-01-19T16:00:00 | 0.27542
2020-01-19T17:00:00 | 0.11163
2020-01-19T18:00:00 | 0.25924
2020-01-19T19:00:00 | 0.371
2020-01-19T20:00:00 | 0.21328
2020-01-19T21:00:00 | 0.17975
2020-01-19T22:00:00 | 0.11369
2020-01-19T23:00:00 | 0.27289
2020-01-20T00:00:00 | 0.16514
2020-01-20T01:00:00 | 0.14889
2020-01-20T02:00:00 | 0.16415
2020-01-20T03:00:00 | 0.17721
2020-01-20T04:00:00 | 0.25751
2020-01-20T05:00:00 | 0.13712
2020-01-20T06:00:00 | 0.30422
2020-01-20T07:00:00 | 0.17441
2020-01-20T08:00:00 | 0.15985
2020-01-20T09:00:00 | 0.24253
2020-01-20T10:00:00 | 0.26494
2020-01-20T11:00:00 | 0.17819
2020-01-20T12:00:00 | 0.17886
2020-01-20T13:00:00 | 0.20001
2020-01-20T14:00:00 | 0.25013
2020-01-20T15:00:00 | 0.14553
2020-01-20T16:00:00 | 0.34753
2020-01-20T17:00:00 | 0.34324
2020-01-20T18:00:00 | 0.20648
2020-01-20T19:00:00 | 0.26405
2020-01-20T20:00:00 | 0.17939
2020-01-20T21:00:00 | 0.16307
2020-01-20T22:00:00 | 0.14308
2020-01-20T23:00:00 | 0.33643
2020-01-21T00:00:00 | 0.11186
2020-01-21T01:00:00 | 0.10394
2020-01-21T02:00:00 | 0.29734
2020-01-21T03:00:00 | 0.26013
2020-01-21T04:00:00 | 0.42189
2020-01-21T05:00:00 | 0.39212
2020-01-21T06:00:00 | 0.2946
2020-01-21T07:00:00 | 0.1588
2020-01-21T08:00:00 | 0.30653
2020-01-21T09:00:00 | 0.36487
2020-01-21T10:00:00 | 0.39629
2020-01-21T11:00:00 | 0.22684
2020-01-21T12:00:00 | 0.10035
2020-01-21T13:00:00 | 0.40805
2020-01-21T14:00:00 | 0.42585
2020-01-21T15:00:00 | 0.17485
2020-01-21T16:00:00 | 0.24318
2020-01-21T17:00:00 | 0.3622
2020-01-21T18:00:00 | 0.2221
2020-01-21T19:00:00 | 0.33111
2020-01-21T20:00:00 | 0.12911
2020-01-21T21:00:00 | 0.35535
2020-01-21T22:00:00 | 0.3096
2020-01-21T23:00:00 | 0.28748
2020-01-22T00:00:00 | 0.23299
2020-01-22T01:00:00 | 0.27735
2020-01-22T02:00:00 | 0.40717
2020-01-22T03:00:00 | 0.13515
2020-01-22T04:00:00 | 0.35961
2020-01-22T05:00:00 | 0.34714
2020-01-22T06:00:00 | 0.27282
2020-01-22T07:00:00 | 0.26737
2020-01-22T08:00:00 | 0.38094
2020-01-22T09:00:00 | 0.24129
2020-01-22T10:00:00 | 0.33138
2020-01-22T11:00:00 | 0.29228
2020-01-22T12:00:00 | 0.23957
2020-01-22T13:00:00 | 0.22625
2020-01-22T14:00:00 | 0.23201
2020-01-22T15:00:00 | 0.28446
2020-01-22T16:00:00 | 0.29863
2020-01-22T17:00:00 | 0.32645
2020-01-22T18:00:00 | 0.16004
2020-01-22T19:00:00 | 0.20143
2020-01-22T20:00:00 | 0.20449
2020-01-22T21:00:00 | 0.35595
2020-01-22T22:00:00 | 0.42618
2020-01-22T23:00:00 | 0.34421
2020-01-23T00:00:00 | 0.17713
2020-01-23T01:00:00 | 0.31574
2020-01-23T02:00:00 | 0.19524
2020-01-23T03:00:00 | 0.25506
2020-01-23T04:00:00 | 0.42504
2020-01-23T05:00:00 | 0.32622
2020-01-23T06:00:00 | 0.16311
2020-01-23T07:00:00 | 0.38224
2020-01-23T08:00:00 | 0.39559
2020-01-23T09:00:00 | 0.35007
2020-01-23T10:00:00 | 0.17613
2020-01-23T11:00:00 | 0.16867
2020-01-23T12:00:00 | 0.30554
2020-01-23T13:00:00 | 0.20251
2020-01-23T14:00:00 | 0.29257
2020-01-23T15:00:00 | 0.34542
2020-01-23T16:00:00 | 0.36476
2020-01-23T17:00:00 | 0.42171
2020-01-23T18:00:00 | 0.15404
2020-01-23T19:00:00 | 0.16179
2020-01-23T20:00:00 | 0.37326
2020-01-23T21:00:00 | 0.11134
2020-01-23T22:00:00 | 0.15423
2020-01-23T23:00:00 | 0.27844
2020-01-24T00:00:00 | 0.18699
2020-01-24T01:00:00 | 0.37148
2020-01-24T02:00:00 | 0.2573
2020-01-24T03:00:00 | 0.38614
2020-01-24T04:00:00 | 0.14613
2020-01-24T05:00:00 | 0.37005
2020-01-24T06:00:00 | 0.29142
2020-01-24T07:00:00 | 0.10927
2020-01-24T08:00:00 | 0.43256
2020-01-24T09:00:00 | 0.1054
2020-01-24T10:00:00 | 0.15588
2020-01-24T11:00:00 | 0.2435
2020-01-24T12:00:00 | 0.12167
2020-01-24T13:00:00 | 0.171
2020-01-24T14:00:00 | 0.35062
2020-01-24T15:00:00 | 0.19252
2020-01-24T16:00:00 | 0.36815
2020-01-24T17:00:00 | 0.22811
2020-01-24T18:00:00 | 0.34968
2020-01-24T19:00:00 | 0.27457
2020-01-24T20:00:00 | 0.10627
2020-01-24T21:00:00 | 0.28787
2020-01-24T22:00:00 | 0.1933
2020-01-24T23:00:00 | 0.3703
2020-01-25T00:00:00 | 0.22574
2020-01-25T01:00:00 | 0.39017
2020-01-25T02:00:00 | 0.32566
2020-01-25T03:00:00 | 0.11072
2020-01-25T04:00:00 | 0.38879
2020-01-25T05:00:00 | 0.31955
2020-01-25T06:00:00 | 0.29301
2020-01-25T07:00:00 | 0.39763
2020-01-25T08:00:00 | 0.14489
2020-01-25T09:00:00 | 0.11318
2020-01-25T10:00:00 | 0.13754
2020-01-25T11:00:00 | 0.27051
2020-01-25T12:00:00 | 0.42248
2020-01-25T13:00:00 | 0.4188
2020-01-25T14:00:00 | 0.28907
2020-01-25T15:00:00 | 0.10562
2020-01-25T16:00:00 | 0.14319
2020-01-25T17:00:00 | 0.14937
2020-01-25T18:00:00 | 0.19458
2020-01-25T19:00:00 | 0.25106
2020-01-25T20:00:00 | 0.2526
2020-01-25T21:00:00 | 0.31761
2020-01-25T22:00:00 | 0.39606
2020-01-25T23:00:00 | 0.16216
2020-01-26T00:00:00 | 0.28039
2020-01-26T01:00:00 | 0.27738
2020-01-26T02:00:00 | 0.27443
2020-01-26T03:00:00 | 0.21976
2020-01-26T04:00:00 | 0.1801
2020-01-26T05:00:00 | 0.33911
2020-01-26T06:00:00 | 0.33933
2020-01-26T07:00:00 | 0.38122
2020-01-26T08:00:00 | 0.34252
2020-01-26T09:00:00 | 0.17448
2020-01-26T10:00:00 | 0.27967
2020-01-26T11:00:00 | 0.25453
2020-01-26T12:00:00 | 0.18004
2020-01-26T13:00:00 | 0.26613
2020-01-26T14:00:00 | 0.13862
2020-01-26T15:00:00 | 0.35373
2020-01-26T16:00:00 | 0.34546
2020-01-26T17:00:00 | 0.23202
2020-01-26T18:00:00 | 0.42409
2020-01-26T19:00:00 | 0.22168
2020-01-26T20:00:00 | 0.40034
2020-01-26T21:00:00 | 0.38901
2020-01-26T22:00:00 | 0.40966
2020-01-26T23:00:00 | 0.2925
2020-01-27T00:00:00 | 0.15011
2020-01-27T01:00:00 | 0.26363
2020-01-27T02:00:00 | 0.42766
2020-01-27T03:00:00 | 0.43192
2020-01-27T04:00:00 | 0.21273
2020-01-27T05:00:00 | 0.29074
2020-01-27T06:00:00 | 0.2936
2020-01-27T07:00:00 | 0.24761
2020-01-27T08:00:00 | 0.23475
2020-01-27T09:00:00 | 0.41656
2020-01-27T10:00:00 | 0.20056
2020-01-27T11:00:00 | 0.15758
2020-01-27T12:00:00 | 0.204
2020-01-27T13:00:00 | 0.32215
2020-01-27T14:00:00 | 0.39589
2020-01-27T15:00:00 | 0.33209
2020-01-27T16:00:00 | 0.42214
2020-01-27T17:00:00 | 0.1756
2020-01-27T18:00:00 | 0.24545
2020-01-27T19:00:00 | 0.22046
2020-01-27T20:00:00 | 0.35163
2020-01-27T21:00:00 | 0.15942
2020-01-27T22:00:00 | 0.38461
2020-01-27T23:00:00 | 0.32345
2020-01-28T00:00:00 | 0.38628
2020-01-28T01:00:00 | 0.38832
2020-01-28T02:00:00 | 0.30178
2020-01-28T03:00:00 | 0.35446
2020-01-28T04:00:00 | 0.32841
2020-01-28T05:00:00 | 0.3524
2020-01-28T06:00:00 | 0.3478
2020-01-28T07:00:00 | 0.10745
2020-01-28T08:00:00 | 0.2872
2020-01-28T09:00:00 | 0.20671
2020-01-28T10:00:00 | 0.34622
2020-01-28T11:00:00 | 0.20633
2020-01-28T12:00:00 | 0.40519
2020-01-28T13:00:00 | 0.27947
2020-01-28T14:00:00 | 0.37088
2020-01-28T15:00:00 | 0.12268
2020-01-28T16:00:00 | 0.31757
2020-01-28T17:00:00 | 0.29357
2020-01-28T18:00:00 | 0.3867
2020-01-28T19:00:00 | 0.32072
2020-01-28T20:00:00 | 0.31029
2020-01-28T21:00:00 | 0.3797
2020-01-28T22:00:00 | 0.14077
2020-01-28T23:00:00 | 0.28456
2020-01-29T00:00:00 | 0.20384
2020-01-29T01:00:00 | 0.12147
2020-01-29T02:00:00 | 0.21421
2020-01-29T03:00:00 | 0.31335
2020-01-29T04:00:00 | 0.39919
2020-01-29T05:00:00 | 0.17869
2020-01-29T06:00:00 | 0.37021
2020-01-29T07:00:00 | 0.30039
2020-01-29T08:00:00 | 0.34432
2020-01-29T09:00:00 | 0.37572
2020-01-29T10:00:00 | 0.39609
2020-01-29T11:00:00 | 0.18097
2020-01-29T12:00:00 | 0.14519
2020-01-29T13:00:00 | 0.31691
2020-01-29T14:00:00 | 0.36142
2020-01-29T15:00:00 | 0.19018
2020-01-29T16:00:00 | 0.19503
2020-01-29T17:00:00 | 0.10286
2020-01-29T18:00:00 | 0.24044
2020-01-29T19:00:00 | 0.38324
2020-01-29T20:00:00 | 0.42346
2020-01-29T21:00:00 | 0.16607
2020-01-29T22:00:00 | 0.22764
2020-01-29T23:00:00 | 0.31034
2020-01-30T00:00:00 | 0.3932
2020-01-30T01:00:00 | 0.15588
2020-01-30T02:00:00 | 0.30101
2020-01-30T03:00:00 | 0.25779
2020-01-30T04:00:00 | 0.26003
2020-01-30T05:00:00 | 0.19264
2020-01-30T06:00:00 | 0.17808
2020-01-30T07:00:00 | 0.22914
2020-01-30T08:00:00 | 0.20497
2020-01-30T09:00:00 | 0.10772
2020-01-30T10:00:00 | 0.28181
2020-01-30T11:00:00 | 0.25391
2020-01-30T12:00:00 | 0.30557
2020-01-30T13:00:00 | 0.34503
2020-01-30T14:00:00 | 0.31678
2020-01-30T15:00:00 | 0.33386
2020-01-30T16:00:00 | 0.32272
2020-01-30T17:00:00 | 0.10436
2020-01-30T18:00:00 | 0.19438
2020-01-30T19:00:00 | 0.18925
2020-01-30T20:00:00 | 0.30968
2020-01-30T21:00:00 | 0.25758
2020-01-30T22:00:00 | 0.1608
2020-01-30T23:00:00 | 0.15315
2020-01-31T00:00:00 | 0.12194
2020-01-31T01:00:00 | 0.17953
2020-01-31T02:00:00 | 0.1397
2020-01-31T03:00:00 | 0.37495
2020-01-31T04:00:00 | 0.13276
2020-01-31T05:00:00 | 0.14938
2020-01-31T06:00:00 | 0.27877
2020-01-31T07:00:00 | 0.17962
2020-01-31T08:00:00 | 0.28562
2020-01-31T09:00:00 | 0.33803
2020-01-31T10:00:00 | 0.2695
2020-01-31T11:00:00 | 0.19761
2020-01-31T12:00:00 | 0.28845
2020-01-31T13:00:00 | 0.319
2020-01-31T14:00:00 | 0.38856
2020-01-31T15:00:00 | 0.38759
2020-01-31T16:00:00 | 0.23056
2020-01-31T17:00:00 | 0.36653
2020-01-31T18:00:00 | 0.41148
2020-01-31T19:00:00 | 0.22573
2020-01-31T20:00:00 | 0.34342
2020-01-31T21:00:00 | 0.26955
2020-01-31T22:00:00 | 0.37021
2020-01-31T23:00:00 | 0.30886
2020-02-01T00:00:00 | 0.38668
2020-02-01T01:00:00 | 0.18099
2020-02-01T02:00:00 | 0.42187
2020-02-01T03:00:00 | 0.14372
2020-02-01T04:00:00 | 0.18343
2020-02-01T05:00:00 | 0.22898
2020-02-01T06:00:00 | 0.11226
2020-02-01T07:00:00 | 0.22316
2020-02-01T08:00:00 | 0.10059
2020-02-01T09:00:00 | 0.37293
2020-02-01T10:00:00 | 0.4254
2020-02-01T11:00:00 | 0.2905
2020-02-01T12:00:00 | 0.17736
2020-02-01T13:00:00 | 0.15091
2020-02-01T14:00:00 | 0.37787
2020-02-01T15:00:00 | 0.34891
2020-02-01T16:00:00 | 0.17256
2020-02-01T17:00:00 | 0.17051
2020-02-01T18:00:00 | 0.25553
2020-02-01T19:00:00 | 0.38827
2020-02-01T20:00:00 | 0.14418
2020-02-01T21:00:00 | 0.36883
2020-02-01T22:00:00 | 0.14008
2020-02-01T23:00:00 | 0.41553
2020-02-02T00:00:00 | 0.31992
2020-02-02T01:00:00 | 0.41568
2020-02-02T02:00:00 | 0.23572
2020-02-02T03:00:00 | 0.25052
2020-02-02T04:00:00 | 0.39018
2020-02-02T05:00:00 | 0.23843
2020-02-02T06:00:00 | 0.28378
2020-02-02T07:00:00 | 0.14315
2020-02-02T08:00:00 | 0.37795
2020-02-02T09:00:00 | 0.12208
2020-02-02T10:00:00 | 0.32119
2020-02-02T11:00:00 | 0.20194
2020-02-02T12:00:00 | 0.17753
2020-02-02T13:00:00 | 0.16533
2020-02-02T14:00:00 | 0.36269
2020-02-02T15:00:00 | 0.13214
2020-02-02T16:00:00 | 0.36764
2020-02-02T17:00:00 | 0.26411
2020-02-02T18:00:00 | 0.42716
2020-02-02T19:00:00 | 0.22514
2020-02-02T20:00:00 | 0.39685
2020-02-02T21:00:00 | 0.39902
2020-02-02T22:00:00 | 0.2158
2020-02-02T23:00:00 | 0.40188
2020-02-03T00:00:00 | 0.16914
2020-02-03T01:00:00 | 0.11822
2020-02-03T02:00:00 | 0.20245
2020-02-03T03:00:00 | 0.26481
2020-02-03T04:00:00 | 0.36883
2020-02-03T05:00:00 | 0.42936
2020-02-03T06:00:00 | 0.24595
2020-02-03T07:00:00 | 0.35394
2020-02-03T08:00:00 | 0.38162
2020-02-03T09:00:00 | 0.30372
2020-02-03T10:00:00 | 0.24758
2020-02-03T11:00:00 | 0.26479
2020-02-03T12:00:00 | 0.17561
2020-02-03T13:00:00 | 0.3249
2020-02-03T14:00:00 | 0.16136
2020-02-03T15:00:00 | 0.1946
2020-02-03T16:00:00 | 0.22413
2020-02-03T17:00:00 | 0.10101
2020-02-03T18:00:00 | 0.27594
2020-02-03T19:00:00 | 0.32952
2020-02-03T20:00:00 | 0.32851
2020-02-03T21:00:00 | 0.41346
2020-02-03T22:00:00 | 0.32663
2020-02-03T23:00:00 | 0.10267
2020-02-04T00:00:00 | 0.38511
2020-02-04T01:00:00 | 0.32431
2020-02-04T02:00:00 | 0.39828
2020-02-04T03:00:00 | 0.24657
2020-02-04T04:00:00 | 0.23598
2020-02-04T05:00:00 | 0.12241
2020-02-04T06:00:00 | 0.22833
2020-02-04T07:00:00 | 0.36524
2020-02-04T08:00:00 | 0.28454
2020-02-04T09:00:00 | 0.33607
2020-02-04T10:00:00 | 0.35971
2020-02-04T11:00:00 | 0.14985
2020-02-04T12:00:00 | 0.38659
2020-02-04T13:00:00 | 0.43268
2020-02-04T14:00:00 | 0.18668
2020-02-04T15:00:00 | 0.29586
2020-02-04T16:00:00 | 0.16937
2020-02-04T17:00:00 | 0.3583
2020-02-04T18:00:00 | 0.31607
2020-02-04T19:00:00 | 0.11481
2020-02-04T20:00:00 | 0.24456
2020-02-04T21:00:00 | 0.18207
2020-02-04T22:00:00 | 0.30623
2020-02-04T23:00:00 | 0.12624
2020-02-05T00:00:00 | 0.29154
2020-02-05T01:00:00 | 0.18371
2020-02-05T02:00:00 | 0.35207
2020-02-05T03:00:00 | 0.17039
2020-02-05T04:00:00 | 0.28068
2020-02-05T05:00:00 | 0.17145
2020-02-05T06:00:00 | 0.38765
2020-02-05T07:00:00 | 0.11241
2020-02-05T08:00:00 | 0.41056
2020-02-05T09:00:00 | 0.1624
2020-02-05T10:00:00 | 0.42502
2020-02-05T11:00:00 | 0.1602
2020-02-05T12:00:00 | 0.12574
2020-02-05T13:00:00 | 0.2635
2020-02-05T14:00:00 | 0.42695
2020-02-05T15:00:00 | 0.14827
2020-02-05T16:00:00 | 0.1515
2020-02-05T17:00:00 | 0.15557
2020-02-05T18:00:00 | 0.30486
2020-02-05T19:00:00 | 0.39618
2020-02-05T20:00:00 | 0.43241
2020-02-05T21:00:00 | 0.23619
2020-02-05T22:00:00 | 0.33453
2020-02-05T23:00:00 | 0.37524
2020-02-06T00:00:00 | 0.41649
2020-02-06T01:00:00 | 0.30916
2020-02-06T02:00:00 | 0.26187
2020-02-06T03:00:00 | 0.37958
2020-02-06T04:00:00 | 0.34442
2020-02-06T05:00:00 | 0.20262
2020-02-06T06:00:00 | 0.31186
2020-02-06T07:00:00 | 0.11804
2020-02-06T08:00:00 | 0.30656
2020-02-06T09:00:00 | 0.25729
2020-02-06T10:00:00 | 0.10206
2020-02-06T11:00:00 | 0.14269
2020-02-06T12:00:00 | 0.27666
2020-02-06T13:00:00 | 0.28959
2020-02-06T14:00:00 | 0.35827
2020-02-06T15:00:00 | 0.32295
2020-02-06T16:00:00 | 0.38786
2020-02-06T17:00:00 | 0.13034
2020-02-06T18:00:00 | 0.17936
2020-02-06T19:00:00 | 0.19368
2020-02-06T20:00:00 | 0.1837
2020-02-06T21:00:00 | 0.32259
2020-02-06T22:00:00 | 0.16318
2020-02-06T23:00:00 | 0.37275
2020-02-07T00:00:00 | 0.42224
2020-02-07T01:00:00 | 0.17977
2020-02-07T02:00:00 | 0.42258
2020-02-07T03:00:00 | 0.34924
2020-02-07T04:00:00 | 0.30855
2020-02-07T05:00:00 | 0.17839
2020-02-07T06:00:00 | 0.33919
2020-02-07T07:00:00 | 0.42972
2020-02-07T08:00:00 | 0.27277
2020-02-07T09:00:00 | 0.30887
2020-02-07T10:00:00 | 0.12753
2020-02-07T11:00:00 | 0.10332
2020-02-07T12:00:00 | 0.14854
2020-02-07T13:00:00 | 0.40595
2020-02-07T14:00:00 | 0.28847
2020-02-07T15:00:00 | 0.1994
2020-02-07T16:00:00 | 0.13568
2020-02-07T17:00:00 | 0.17887
2020-02-07T18:00:00 | 0.22639
2020-02-07T19:00:00 | 0.11423
2020-02-07T20:00:00 | 0.18387
2020-02-07T21:00:00 | 0.37109
2020-02-07T22:00:00 | 0.24633
2020-02-07T23:00:00 | 0.22753
2020-02-08T00:00:00 | 0.14824
2020-02-08T01:00:00 | 0.13158
2020-02-08T02:00:00 | 0.18411
2020-02-08T03:00:00 | 0.29587
2020-02-08T04:00:00 | 0.13084
2020-02-08T05:00:00 | 0.40251
2020-02-08T06:00:00 | 0.16398
2020-02-08T07:00:00 | 0.28628
2020-02-08T08:00:00 | 0.18195
2020-02-08T09:00:00 | 0.30451
2020-02-08T10:00:00 | 0.40275
2020-02-08T11:00:00 | 0.43319
2020-02-08T12:00:00 | 0.10146
2020-02-08T13:00:00 | 0.12771
2020-02-08T14:00:00 | 0.40269
2020-02-08T15:00:00 | 0.2602
2020-02-08T16:00:00 | 0.34373
2020-02-08T17:00:00 | 0.15766
2020-02-08T18:00:00 | 0.37148
2020-02-08T19:00:00 | 0.1786
2020-02-08T20:00:00 | 0.24146
2020-02-08T21:00:00 | 0.11216
2020-02-08T22:00:00 | 0.42401
2020-02-08T23:00:00 | 0.34999
2020-02-09T00:00:00 | 0.19219
2020-02-09T01:00:00 | 0.32031
2020-02-09T02:00:00 | 0.40695
2020-02-09T03:00:00 | 0.39413
2020-02-09T04:00:00 | 0.11002
2020-02-09T05:00:00 | 0.12216
2020-02-09T06:00:00 | 0.42133
2020-02-09T07:00:00 | 0.39455
2020-02-09T08:00:00 | 0.33949
2020-02-09T09:00:00 | 0.13727
2020-02-09T10:00:00 | 0.35283
2020-02-09T11:00:00 | 0.14668
2020-02-09T12:00:00 | 0.249
2020-02-09T13:00:00 | 0.17788
2020-02-09T14:00:00 | 0.35916
2020-02-09T15:00:00 | 0.28271
2020-02-09T16:00:00 | 0.1076
2020-02-09T17:00:00 | 0.21561
2020-02-09T18:00:00 | 0.36612
2020-02-09T19:00:00 | 0.18729
2020-02-09T20:00:00 | 0.42108
2020-02-09T21:00:00 | 0.20504
2020-02-09T22:00:00 | 0.35091
2020-02-09T23:00:00 | 0.34023
2020-02-10T00:00:00 | 0.31872
2020-02-10T01:00:00 | 0.37021
2020-02-10T02:00:00 | 0.28704
2020-02-10T03:00:00 | 0.26198
2020-02-10T04:00:00 | 0.1387
2020-02-10T05:00:00 | 0.43313
2020-02-10T06:00:00 | 0.41623
2020-02-10T07:00:00 | 0.19494
2020-02-10T08:00:00 | 0.24919
2020-02-10T09:00:00 | 0.25928
2020-02-10T10:00:00 | 0.40321
2020-02-10T11:00:00 | 0.4223
2020-02-10T12:00:00 | 0.36865
2020-02-10T13:00:00 | 0.32114
2020-02-10T14:00:00 | 0.15619
2020-02-10T15:00:00 | 0.34731
2020-02-10T16:00:00 | 0.41184
2020-02-10T17:00:00 | 0.33422
2020-02-10T18:00:00 | 0.16131
2020-02-10T19:00:00 | 0.28605
2020-02-10T20:00:00 | 0.23709
2020-02-10T21:00:00 | 0.16831
2020-02-10T22:00:00 | 0.34794
2020-02-10T23:00:00 | 0.24209
2020-02-11T00:00:00 | 0.33122
2020-02-11T01:00:00 | 0.31488
2020-02-11T02:00:00 | 0.22761
2020-02-11T03:00:00 | 0.38532
2020-02-11T04:00:00 | 0.42453
2020-02-11T05:00:00 | 0.24556
2020-02-11T06:00:00 | 0.20759
2020-02-11T07:00:00 | 0.1791
2020-02-11T08:00:00 | 0.13412
2020-02-11T09:00:00 | 0.27601
2020-02-11T10:00:00 | 0.41315
2020-02-11T11:00:00 | 0.10994
2020-02-11T12:00:00 | 0.29723
2020-02-11T13:00:00 | 0.27238
2020-02-11T14:00:00 | 0.33712
2020-02-11T15:00:00 | 0.29145
2020-02-11T16:00:00 | 0.22684
2020-02-11T17:00:00 | 0.38359
2020-02-11T18:00:00 | 0.37225
2020-02-11T19:00:00 | 0.29227
2020-02-11T20:00:00 | 0.35999
2020-02-11T21:00:00 | 0.10484
2020-02-11T22:00:00 | 0.14783
2020-02-11T23:00:00 | 0.17817
2020-02-12T00:00:00 | 0.16979
2020-02-12T01:00:00 | 0.19396
2020-02-12T02:00:00 | 0.15337
2020-02-12T03:00:00 | 0.24923
2020-02-12T04:00:00 | 0.39269
2020-02-12T05:00:00 | 0.27656
2020-02-12T06:00:00 | 0.33324
2020-02-12T07:00:00 | 0.36635
2020-02-12T08:00:00 | 0.22903
2020-02-12T09:00:00 | 0.36555
2020-02-12T10:00:00 | 0.13683
2020-02-12T11:00:00 | 0.26358
2020-02-12T12:00:00 | 0.11837
2020-02-12T13:00:00 | 0.21216
2020-02-12T14:00:00 | 0.11816
2020-02-12T15:00:00 | 0.392
2020-02-12T16:00:00 | 0.25649
2020-02-12T17:00:00 | 0.1279
2020-02-12T18:00:00 | 0.15467
2020-02-12T19:00:00 | 0.15832
2020-02-12T20:00:00 | 0.23357
2020-02-12T21:00:00 | 0.34285
2020-02-12T22:00:00 | 0.39798
2020-02-12T23:00:00 | 0.20064
2020-02-13T00:00:00 | 0.37555
2020-02-13T01:00:00 | 0.11872
2020-02-13T02:00:00 | 0.18652
2020-02-13T03:00:00 | 0.1521
2020-02-13T04:00:00 | 0.30832
2020-02-13T05:00:00 | 0.3946
2020-02-13T06:00:00 | 0.22492
2020-02-13T07:00:00 | 0.25222
2020-02-13T08:00:00 | 0.11558
2020-02-13T09:00:00 | 0.18694
2020-02-13T10:00:00 | 0.12005
2020-02-13T11:00:00 | 0.12627
2020-02-13T12:00:00 | 0.12749
2020-02-13T13:00:00 | 0.25418
2020-02-13T14:00:00 | 0.20612
2020-02-13T15:00:00 | 0.32092
2020-02-13T16:00:00 | 0.25039
2020-02-13T17:00:00 | 0.35811
2020-02-13T18:00:00 | 0.16846
2020-02-13T19:00:00 | 0.23411
2020-02-13T20:00:00 | 0.34477
2020-02-13T21:00:00 | 0.23183
2020-02-13T22:00:00 | 0.38448
2020-02-13T23:00:00 | 0.17708
2020-02-14T00:00:00 | 0.10841
2020-02-14T01:00:00 | 0.27058
2020-02-14T02:00:00 | 0.42726
2020-02-14T03:00:00 | 0.26818
2020-02-14T04:00:00 | 0.19593
2020-02-14T05:00:00 | 0.18694
2020-02-14T06:00:00 | 0.33278
2020-02-14T07:00:00 | 0.12406
2020-02-14T08:00:00 | 0.10352
2020-02-14T09:00:00 | 0.13269
2020-02-14T10:00:00 | 0.30385
2020-02-14T11:00:00 | 0.19202
2020-02-14T12:00:00 | 0.3196
2020-02-14T13:00:00 | 0.34659
2020-02-14T14:00:00 | 0.42125
2020-02-14T15:00:00 | 0.38332
2020-02-14T16:00:00 | 0.13875
2020-02-14T17:00:00 | 0.12467
2020-02-14T18:00:00 | 0.22191
2020-02-14T19:00:00 | 0.41581
2020-02-14T20:00:00 | 0.2345
2020-02-14T21:00:00 | 0.366
2020-02-14T22:00:00 | 0.34486
2020-02-14T23:00:00 | 0.42673
2020-02-15T00:00:00 | 0.16828
2020-02-15T01:00:00 | 0.1135
2020-02-15T02:00:00 | 0.11181
2020-02-15T03:00:00 | 0.19283
2020-02-15T04:00:00 | 0.37881
2020-02-15T05:00:00 | 0.40058
2020-02-15T06:00:00 | 0.17576
2020-02-15T07:00:00 | 0.1813
2020-02-15T08:00:00 | 0.37531
2020-02-15T09:00:00 | 0.41343
2020-02-15T10:00:00 | 0.21959
2020-02-15T11:00:00 | 0.32515
2020-02-15T12:00:00 | 0.36942
2020-02-15T13:00:00 | 0.30336
2020-02-15T14:00:00 | 0.18848
2020-02-15T15:00:00 | 0.38884
2020-02-15T16:00:00 | 0.12155
2020-02-15T17:00:00 | 0.35328
2020-02-15T18:00:00 | 0.23861
2020-02-15T19:00:00 | 0.18869
2020-02-15T20:00:00 | 0.42085
2020-02-15T21:00:00 | 0.42818
2020-02-15T22:00:00 | 0.41353
2020-02-15T23:00:00 | 0.33915
2020-02-16T00:00:00 | 0.18766
2020-02-16T01:00:00 | 0.31774
2020-02-16T02:00:00 | 0.23329
2020-02-16T03:00:00 | 0.11918
2020-02-16T04:00:00 | 0.18264
2020-02-16T05:00:00 | 0.10033
2020-02-16T06:00:00 | 0.31343
2020-02-16T07:00:00 | 0.28984
2020-02-16T08:00:00 | 0.15755
2020-02-16T09:00:00 | 0.35262
2020-02-16T10:00:00 | 0.32048
2020-02-16T11:00:00 | 0.40447
2020-02-16T12:00:00 | 0.14633
2020-02-16T13:00:00 | 0.38969
2020-02-16T14:00:00 | 0.39598
2020-02-16T15:00:00 | 0.16452
2020-02-16T16:00:00 | 0.39872
2020-02-16T17:00:00 | 0.11726
2020-02-16T18:00:00 | 0.37675
2020-02-16T19:00:00 | 0.37202
2020-02-16T20:00:00 | 0.14704
2020-02-16T21:00:00 | 0.28139
2020-02-16T22:00:00 | 0.25444
2020-02-16T23:00:00 | 0.13083
2020-02-17T00:00:00 | 0.39783
2020-02-17T01:00:00 | 0.23087
2020-02-17T02:00:00 | 0.20908
2020-02-17T03:00:00 | 0.33612
2020-02-17T04:00:00 | 0.15497
2020-02-17T05:00:00 | 0.31962
2020-02-17T06:00:00 | 0.25933
2020-02-17T07:00:00 | 0.15527
2020-02-17T08:00:00 | 0.28944
2020-02-17T09:00:00 | 0.11613
2020-02-17T10:00:00 | 0.37218
2020-02-17T11:00:00 | 0.40462
2020-02-17T12:00:00 | 0.23032
2020-02-17T13:00:00 | 0.27496
2020-02-17T14:00:00 | 0.14263
2020-02-17T15:00:00 | 0.28259
2020-02-17T16:00:00 | 0.13826
2020-02-17T17:00:00 | 0.29763
2020-02-17T18:00:00 | 0.19142
2020-02-17T19:00:00 | 0.197
2020-02-17T20:00:00 | 0.11011
2020-02-17T21:00:00 | 0.31503
2020-02-17T22:00:00 | 0.29096
2020-02-17T23:00:00 | 0.40857
2020-02-18T00:00:00 | 0.28715
2020-02-18T01:00:00 | 0.3796
2020-02-18T02:00:00 | 0.17827
2020-02-18T03:00:00 | 0.38662
2020-02-18T04:00:00 | 0.29283
2020-02-18T05:00:00 | 0.1717
2020-02-18T06:00:00 | 0.13216
2020-02-18T07:00:00 | 0.43209
2020-02-18T08:00:00 | 0.33487
2020-02-18T09:00:00 | 0.37623
2020-02-18T10:00:00 | 0.38211
2020-02-18T11:00:00 | 0.10533
2020-02-18T12:00:00 | 0.26639
2020-02-18T13:00:00 | 0.17674
2020-02-18T14:00:00 | 0.10793
2020-02-18T15:00:00 | 0.41262
2020-02-18T16:00:00 | 0.10546
2020-02-18T17:00:00 | 0.14361
2020-02-18T18:00:00 | 0.26161
2020-02-18T19:00:00 | 0.26893
2020-02-18T20:00:00 | 0.14308
2020-02-18T21:00:00 | 0.14138
2020-02-18T22:00:00 | 0.33063
2020-02-18T23:00:00 | 0.28002
2020-02-19T00:00:00 | 0.28212
2020-02-19T01:00:00 | 0.38174
2020-02-19T02:00:00 | 0.39493
2020-02-19T03:00:00 | 0.28047
2020-02-19T04:00:00 | 0.23314
2020-02-19T05:00:00 | 0.40974
2020-02-19T06:00:00 | 0.34025
2020-02-19T07:00:00 | 0.13372
2020-02-19T08:00:00 | 0.17989
2020-02-19T09:00:00 | 0.18161
2020-02-19T10:00:00 | 0.40132
2020-02-19T11:00:00 | 0.15179
2020-02-19T12:00:00 | 0.34494
2020-02-19T13:00:00 | 0.31073
2020-02-19T14:00:00 | 0.13866
2020-02-19T15:00:00 | 0.26743
2020-02-19T16:00:00 | 0.21254
2020-02-19T17:00:00 | 0.34036
2020-02-19T18:00:00 | 0.12944
2020-02-19T19:00:00 | 0.23973
2020-02-19T20:00:00 | 0.41339
2020-02-19T21:00:00 | 0.41789
2020-02-19T22:00:00 | 0.31166
2020-02-19T23:00:00 | 0.30596
2020-02-20T00:00:00 | 0.26134
2020-02-20T01:00:00 | 0.43176
2020-02-20T02:00:00 | 0.25301
2020-02-20T03:00:00 | 0.33399
2020-02-20T04:00:00 | 0.3968
2020-02-20T05:00:00 | 0.30937
2020-02-20T06:00:00 | 0.14675
2020-02-20T07:00:00 | 0.38581
2020-02-20T08:00:00 | 0.17067
2020-02-20T09:00:00 | 0.30707
2020-02-20T10:00:00 | 0.41093
2020-02-20T11:00:00 | 0.23088
2020-02-20T12:00:00 | 0.17244
2020-02-20T13:00:00 | 0.27771
2020-02-20T14:00:00 | 0.10078
2020-02-20T15:00:00 | 0.19349
2020-02-20T16:00:00 | 0.32892
2020-02-20T17:00:00 | 0.43311
2020-02-20T18:00:00 | 0.3204
2020-02-20T19:00:00 | 0.20486
2020-02-20T20:00:00 | 0.38208
2020-02-20T21:00:00 | 0.41956
2020-02-20T22:00:00 | 0.28411
2020-02-20T23:00:00 | 0.2193
2020-02-21T00:00:00 | 0.28694
2020-02-21T01:00:00 | 0.37287
2020-02-21T02:00:00 | 0.34883
2020-02-21T03:00:00 | 0.23006
2020-02-21T04:00:00 | 0.32477
2020-02-21T05:00:00 | 0.1496
2020-02-21T06:00:00 | 0.12702
2020-02-21T07:00:00 | 0.20252
2020-02-21T08:00:00 | 0.16104
2020-02-21T09:00:00 | 0.4299
2020-02-21T10:00:00 | 0.40189
2020-02-21T11:00:00 | 0.12112
2020-02-21T12:00:00 | 0.29671
2020-02-21T13:00:00 | 0.30807
2020-02-21T14:00:00 | 0.17121
2020-02-21T15:00:00 | 0.42039
2020-02-21T16:00:00 | 0.36196
2020-02-21T17:00:00 | 0.15191
2020-02-21T18:00:00 | 0.10578
2020-02-21T19:00:00 | 0.13539
2020-02-21T20:00:00 | 0.10511
2020-02-21T21:00:00 | 0.36819
2020-02-21T22:00:00 | 0.37492
2020-02-21T23:00:00 | 0.21637
2020-02-22T00:00:00 | 0.20268
2020-02-22T01:00:00 | 0.42929
2020-02-22T02:00:00 | 0.3432
2020-02-22T03:00:00 | 0.22686
2020-02-22T04:00:00 | 0.34314
2020-02-22T05:00:00 | 0.25795
2020-02-22T06:00:00 | 0.38903
2020-02-22T07:00:00 | 0.27226
2020-02-22T08:00:00 | 0.11311
2020-02-22T09:00:00 | 0.38978
2020-02-22T10:00:00 | 0.39365
2020-02-22T11:00:00 | 0.39339
2020-02-22T12:00:00 | 0.24203
2020-02-22T13:00:00 | 0.21653
2020-02-22T14:00:00 | 0.10685
2020-02-22T15:00:00 | 0.27217
2020-02-22T16:00:00 | 0.27404
2020-02-22T17:00:00 | 0.17568
2020-02-22T18:00:00 | 0.16218
2020-02-22T19:00:00 | 0.2564
2020-02-22T20:00:00 | 0.27761
2020-02-22T21:00:00 | 0.14883
2020-02-22T22:00:00 | 0.11515
2020-02-22T23:00:00 | 0.23298
2020-02-23T00:00:00 | 0.29168
2020-02-23T01:00:00 | 0.2439
2020-02-23T02:00:00 | 0.1997
2020-02-23T03:00:00 | 0.17274
2020-02-23T04:00:00 | 0.21634
2020-02-23T05:00:00 | 0.24121
2020-02-23T06:00:00 | 0.34377
2020-02-23T07:00:00 | 0.31873
2020-02-23T08:00:00 | 0.25452
2020-02-23T09:00:00 | 0.12115
2020-02-23T10:00:00 | 0.19079
2020-02-23T11:00:00 | 0.12635
2020-02-23T12:00:00 | 0.19132
2020-02-23T13:00:00 | 0.38688
2020-02-23T14:00:00 | 0.2427
2020-02-23T15:00:00 | 0.25326
2020-02-23T16:00:00 | 0.42728
2020-02-23T17:00:00 | 0.26381
2020-02-23T18:00:00 | 0.35965
2020-02-23T19:00:00 | 0.1824
2020-02-23T20:00:00 | 0.23681
2020-02-23T21:00:00 | 0.38824
2020-02-23T22:00:00 | 0.15608
2020-02-23T23:00:00 | 0.36905
2020-02-24T00:00:00 | 0.20253
2020-02-24T01:00:00 | 0.12379
2020-02-24T02:00:00 | 0.2534
2020-02-24T03:00:00 | 0.25679
2020-02-24T04:00:00 | 0.13365
2020-02-24T05:00:00 | 0.30577
2020-02-24T06:00:00 | 0.28693
2020-02-24T07:00:00 | 0.31466
2020-02-24T08:00:00 | 0.12672
2020-02-24T09:00:00 | 0.17525
2020-02-24T10:00:00 | 0.3525
2020-02-24T11:00:00 | 0.39192
2020-02-24T12:00:00 | 0.17624
2020-02-24T13:00:00 | 0.40685
2020-02-24T14:00:00 | 0.2805
2020-02-24T15:00:00 | 0.11137
2020-02-24T16:00:00 | 0.10351
2020-02-24T17:00:00 | 0.14363
2020-02-24T18:00:00 | 0.13752
2020-02-24T19:00:00 | 0.42408
2020-02-24T20:00:00 | 0.42693
2020-02-24T21:00:00 | 0.18312
2020-02-24T22:00:00 | 0.2949
2020-02-24T23:00:00 | 0.29036
2020-02-25T00:00:00 | 0.2026
2020-02-25T01:00:00 | 0.15021
2020-02-25T02:00:00 | 0.26866
2020-02-25T03:00:00 | 0.38094
2020-02-25T04:00:00 | 0.28382
2020-02-25T05:00:00 | 0.22944
2020-02-25T06:00:00 | 0.37923
2020-02-25T07:00:00 | 0.32203
2020-02-25T08:00:00 | 0.1023
2020-02-25T09:00:00 | 0.35042
2020-02-25T10:00:00 | 0.17878
2020-02-25T11:00:00 | 0.15011
2020-02-25T12:00:00 | 0.25809
2020-02-25T13:00:00 | 0.34562
2020-02-25T14:00:00 | 0.25856
2020-02-25T15:00:00 | 0.34982
2020-02-25T16:00:00 | 0.28445
2020-02-25T17:00:00 | 0.41501
2020-02-25T18:00:00 | 0.25208
2020-02-25T19:00:00 | 0.25714
2020-02-25T20:00:00 | 0.37731
2020-02-25T21:00:00 | 0.19158
2020-02-25T22:00:00 | 0.39089
2020-02-25T23:00:00 | 0.38464
2020-02-26T00:00:00 | 0.27889
2020-02-26T01:00:00 | 0.37498
2020-02-26T02:00:00 | 0.21726
2020-02-26T03:00:00 | 0.28991
2020-02-26T04:00:00 | 0.39049
2020-02-26T05:00:00 | 0.34826
2020-02-26T06:00:00 | 0.15204
2020-02-26T07:00:00 | 0.29786
2020-02-26T08:00:00 | 0.31138
2020-02-26T09:00:00 | 0.42627
2020-02-26T10:00:00 | 0.28769
2020-02-26T11:00:00 | 0.34415
2020-02-26T12:00:00 | 0.1979
2020-02-26T13:00:00 | 0.35248
2020-02-26T14:00:00 | 0.33347
2020-02-26T15:00:00 | 0.32141
2020-02-26T16:00:00 | 0.26836
2020-02-26T17:00:00 | 0.39628
2020-02-26T18:00:00 | 0.1676
2020-02-26T19:00:00 | 0.2269
2020-02-26T20:00:00 | 0.12606
2020-02-26T21:00:00 | 0.37943
2020-02-26T22:00:00 | 0.15708
2020-02-26T23:00:00 | 0.21951
2020-02-27T00:00:00 | 0.1901
2020-02-27T01:00:00 | 0.14965
2020-02-27T02:00:00 | 0.2541
2020-02-27T03:00:00 | 0.18287
2020-02-27T04:00:00 | 0.28856
2020-02-27T05:00:00 | 0.26304
2020-02-27T06:00:00 | 0.42935
2020-02-27T07:00:00 | 0.23392
2020-02-27T08:00:00 | 0.18393
2020-02-27T09:00:00 | 0.39867
2020-02-27T10:00:00 | 0.19768
2020-02-27T11:00:00 | 0.27622
2020-02-27T12:00:00 | 0.17022
2020-02-27T13:00:00 | 0.25416
2020-02-27T14:00:00 | 0.31526
2020-02-27T15:00:00 | 0.36967
2020-02-27T16:00:00 | 0.43156
2020-02-27T17:00:00 | 0.36262
2020-02-27T18:00:00 | 0.31361
2020-02-27T19:00:00 | 0.33341
2020-02-27T20:00:00 | 0.23493
2020-02-27T21:00:00 | 0.32796
2020-02-27T22:00:00 | 0.18885
2020-02-27T23:00:00 | 0.16046
2020-02-28T00:00:00 | 0.12455
2020-02-28T01:00:00 | 0.3305
2020-02-28T02:00:00 | 0.406
2020-02-28T03:00:00 | 0.13299
2020-02-28T04:00:00 | 0.36023
2020-02-28T05:00:00 | 0.15775
2020-02-28T06:00:00 | 0.25156
2020-02-28T07:00:00 | 0.12993
2020-02-28T08:00:00 | 0.36287
2020-02-28T09:00:00 | 0.3357
2020-02-28T10:00:00 | 0.33003
2020-02-28T11:00:00 | 0.29855
2020-02-28T12:00:00 | 0.38735
2020-02-28T13:00:00 | 0.32848
2020-02-28T14:00:00 | 0.39936
2020-02-28T15:00:00 | 0.19374
2020-02-28T16:00:00 | 0.37223
2020-02-28T17:00:00 | 0.154
2020-02-28T18:00:00 | 0.13124
2020-02-28T19:00:00 | 0.17494
2020-02-28T20:00:00 | 0.14357
2020-02-28T21:00:00 | 0.14026
2020-02-28T22:00:00 | 0.41665
2020-02-28T23:00:00 | 0.31907
2020-02-29T00:00:00 | 0.13804
2020-02-29T01:00:00 | 0.34
2020-02-29T02:00:00 | 0.30801
2020-02-29T03:00:00 | 0.29696
2020-02-29T04:00:00 | 0.41937
2020-02-29T05:00:00 | 0.19651
2020-02-29T06:00:00 | 0.28277
2020-02-29T07:00:00 | 0.23759
2020-02-29T08:00:00 | 0.36973
2020-02-29T09:00:00 | 0.12067
2020-02-29T10:00:00 | 0.28538
2020-02-29T11:00:00 | 0.12962
2020-02-29T12:00:00 | 0.36441
2020-02-29T13:00:00 | 0.19282
2020-02-29T14:00:00 | 0.18214
2020-02-29T15:00:00 | 0.37093
2020-02-29T16:00:00 | 0.35165
2020-02-29T17:00:00 | 0.12226
2020-02-29T18:00:00 | 0.24532
2020-02-29T19:00:00 | 0.26392
2020-02-29T20:00:00 | 0.13565
2020-02-29T21:00:00 | 0.33265
2020-02-29T22:00:00 | 0.13586
2020-02-29T23:00:00 | 0.2685
2020-03-01T00:00:00 | 0.21466
2020-03-01T01:00:00 | 0.11809
2020-03-01T02:00:00 | 0.36223
2020-03-01T03:00:00 | 0.19497
2020-03-01T04:00:00 | 0.29336
2020-03-01T05:00:00 | 0.22354
2020-03-01T06:00:00 | 0.12597
2020-03-01T07:00:00 | 0.16205
2020-03-01T08:00:00 | 0.22335
2020-03-01T09:00:00 | 0.12569
2020-03-01T10:00:00 | 0.26771
2020-03-01T11:00:00 | 0.41617
2020-03-01T12:00:00 | 0.40364
2020-03-01T13:00:00 | 0.33312
2020-03-01T14:00:00 | 0.23719
2020-03-01T15:00:00 | 0.3132
2020-03-01T16:00:00 | 0.30395
2020-03-01T17:00:00 | 0.20431
2020-03-01T18:00:00 | 0.11547
2020-03-01T19:00:00 | 0.34258
2020-03-01T20:00:00 | 0.11449
2020-03-01T21:00:00 | 0.10214
2020-03-01T22:00:00 | 0.41183
2020-03-01T23:00:00 | 0.14421
2020-03-02T00:00:00 | 0.11187
2020-03-02T01:00:00 | 0.27163
2020-03-02T02:00:00 | 0.31115
2020-03-02T03:00:00 | 0.20404
2020-03-02T04:00:00 | 0.20106
2020-03-02T05:00:00 | 0.30813
2020-03-02T06:00:00 | 0.17302
2020-03-02T07:00:00 | 0.4056
2020-03-02T08:00:00 | 0.28986
2020-03-02T09:00:00 | 0.4307
2020-03-02T10:00:00 | 0.25361
2020-03-02T11:00:00 | 0.14839
2020-03-02T12:00:00 | 0.20953
2020-03-02T13:00:00 | 0.23774
2020-03-02T14:00:00 | 0.36487
2020-03-02T15:00:00 | 0.25928
2020-03-02T16:00:00 | 0.1464
2020-03-02T17:00:00 | 0.19418
2020-03-02T18:00:00 | 0.42716
2020-03-02T19:00:00 | 0.15536
2020-03-02T20:00:00 | 0.11506
2020-03-02T21:00:00 | 0.23559
2020-03-02T22:00:00 | 0.25911
2020-03-02T23:00:00 | 0.33698
2020-03-03T00:00:00 | 0.42664
2020-03-03T01:00:00 | 0.28727
2020-03-03T02:00:00 | 0.20849
2020-03-03T03:00:00 | 0.2508
2020-03-03T04:00:00 | 0.18285
2020-03-03T05:00:00 | 0.12281
2020-03-03T06:00:00 | 0.32823
2020-03-03T07:00:00 | 0.1596
2020-03-03T08:00:00 | 0.1931
2020-03-03T09:00:00 | 0.18726
2020-03-03T10:00:00 | 0.19774
2020-03-03T11:00:00 | 0.25249
2020-03-03T12:00:00 | 0.24776
2020-03-03T13:00:00 | 0.38805
2020-03-03T14:00:00 | 0.20579
2020-03-03T15:00:00 | 0.12797
2020-03-03T16:00:00 | 0.22389
2020-03-03T17:00:00 | 0.31723
2020-03-03T18:00:00 | 0.2371
2020-03-03T19:00:00 | 0.35146
2020-03-03T20:00:00 | 0.15248
2020-03-03T21:00:00 | 0.38376
2020-03-03T22:00:00 | 0.31495
2020-03-03T23:00:00 | 0.19516
2020-03-04T00:00:00 | 0.17936
2020-03-04T01:00:00 | 0.10904
2020-03-04T02:00:00 | 0.23093
2020-03-04T03:00:00 | 0.15998
2020-03-04T04:00:00 | 0.40968
2020-03-04T05:00:00 | 0.15911
2020-03-04T06:00:00 | 0.42157
2020-03-04T07:00:00 | 0.26836
2020-03-04T08:00:00 | 0.3453
2020-03-04T09:00:00 | 0.25625
2020-03-04T10:00:00 | 0.10598
2020-03-04T11:00:00 | 0.2734
2020-03-04T12:00:00 | 0.24115
2020-03-04T13:00:00 | 0.32173
2020-03-04T14:00:00 | 0.42548
2020-03-04T15:00:00 | 0.3236
2020-03-04T16:00:00 | 0.22992
2020-03-04T17:00:00 | 0.41485
2020-03-04T18:00:00 | 0.22199
2020-03-04T19:00:00 | 0.23953
2020-03-04T20:00:00 | 0.41101
2020-03-04T21:00:00 | 0.35997
2020-03-04T22:00:00 | 0.19447
2020-03-04T23:00:00 | 0.33126
2020-03-05T00:00:00 | 0.23871
2020-03-05T01:00:00 | 0.36728
2020-03-05T02:00:00 | 0.33159
2020-03-05T03:00:00 | 0.27716
2020-03-05T04:00:00 | 0.29575
2020-03-05T05:00:00 | 0.43306
2020-03-05T06:00:00 | 0.2629
2020-03-05T07:00:00 | 0.37186
2020-03-05T08:00:00 | 0.31919
2020-03-05T09:00:00 | 0.24033
2020-03-05T10:00:00 | 0.16872
2020-03-05T11:00:00 | 0.2674
2020-03-05T12:00:00 | 0.29198
2020-03-05T13:00:00 | 0.2697
2020-03-05T14:00:00 | 0.42189
2020-03-05T15:00:00 | 0.23713
2020-03-05T16:00:00 | 0.20924
2020-03-05T17:00:00 | 0.29339
2020-03-05T18:00:00 | 0.25707
2020-03-05T19:00:00 | 0.23624
2020-03-05T20:00:00 | 0.34104
2020-03-05T21:00:00 | 0.37289
2020-03-05T22:00:00 | 0.40591
2020-03-05T23:00:00 | 0.3866
2020-03-06T00:00:00 | 0.38125
2020-03-06T01:00:00 | 0.31035
2020-03-06T02:00:00 | 0.1393
2020-03-06T03:00:00 | 0.32243
2020-03-06T04:00:00 | 0.17223
2020-03-06T05:00:00 | 0.39332
2020-03-06T06:00:00 | 0.18553
2020-03-06T07:00:00 | 0.42191
2020-03-06T08:00:00 | 0.29172
2020-03-06T09:00:00 | 0.26428
2020-03-06T10:00:00 | 0.42608
2020-03-06T11:00:00 | 0.34486
2020-03-06T12:00:00 | 0.10197
2020-03-06T13:00:00 | 0.15823
2020-03-06T14:00:00 | 0.28619
2020-03-06T15:00:00 | 0.41076
2020-03-06T16:00:00 | 0.3815
2020-03-06T17:00:00 | 0.16427
2020-03-06T18:00:00 | 0.17294
2020-03-06T19:00:00 | 0.24635
2020-03-06T20:00:00 | 0.16178
2020-03-06T21:00:00 | 0.43179
2020-03-06T22:00:00 | 0.22459
2020-03-06T23:00:00 | 0.38169
2020-03-07T00:00:00 | 0.33132
2020-03-07T01:00:00 | 0.11306
2020-03-07T02:00:00 | 0.29467
2020-03-07T03:00:00 | 0.22647
2020-03-07T04:00:00 | 0.30423
2020-03-07T05:00:00 | 0.14486
2020-03-07T06:00:00 | 0.33334
2020-03-07T07:00:00 | 0.39551
2020-03-07T08:00:00 | 0.10779
2020-03-07T09:00:00 | 0.27135
2020-03-07T10:00:00 | 0.27914
2020-03-07T11:00:00 | 0.3798
2020-03-07T12:00:00 | 0.1278
2020-03-07T13:00:00 | 0.30139
2020-03-07T14:00:00 | 0.12417
2020-03-07T15:00:00 | 0.22348
2020-03-07T16:00:00 | 0.34716
2020-03-07T17:00:00 | 0.1099
2020-03-07T18:00:00 | 0.11667
2020-03-07T19:00:00 | 0.3793
2020-03-07T20:00:00 | 0.39134
2020-03-07T21:00:00 | 0.36977
2020-03-07T22:00:00 | 0.36407
2020-03-07T23:00:00 | 0.36029
2020-03-08T00:00:00 | 0.35377
2020-03-08T01:00:00 | 0.13722
2020-03-08T02:00:00 | 0.21305
2020-03-08T03:00:00 | 0.10915
2020-03-08T04:00:00 | 0.21093
2020-03-08T05:00:00 | 0.23074
2020-03-08T06:00:00 | 0.18177
2020-03-08T07:00:00 | 0.41146
2020-03-08T08:00:00 | 0.17695
2020-03-08T09:00:00 | 0.34121
2020-03-08T10:00:00 | 0.32357
2020-03-08T11:00:00 | 0.32901
2020-03-08T12:00:00 | 0.17986
2020-03-08T13:00:00 | 0.39638
2020-03-08T14:00:00 | 0.41523
2020-03-08T15:00:00 | 0.36168
2020-03-08T16:00:00 | 0.33756
2020-03-08T17:00:00 | 0.32188
2020-03-08T18:00:00 | 0.20587
2020-03-08T19:00:00 | 0.26066
2020-03-08T20:00:00 | 0.15344
2020-03-08T21:00:00 | 0.39645
2020-03-08T22:00:00 | 0.36987
2020-03-08T23:00:00 | 0.43297
2020-03-09T00:00:00 | 0.28732
2020-03-09T01:00:00 | 0.32392
2020-03-09T02:00:00 | 0.14947
2020-03-09T03:00:00 | 0.34599
2020-03-09T04:00:00 | 0.40441
2020-03-09T05:00:00 | 0.14839
2020-03-09T06:00:00 | 0.15633
2020-03-09T07:00:00 | 0.13673
2020-03-09T08:00:00 | 0.24036
2020-03-09T09:00:00 | 0.29736
2020-03-09T10:00:00 | 0.33184
2020-03-09T11:00:00 | 0.40374
2020-03-09T12:00:00 | 0.25188
2020-03-09T13:00:00 | 0.15584
2020-03-09T14:00:00 | 0.25914
2020-03-09T15:00:00 | 0.39042
2020-03-09T16:00:00 | 0.39333
2020-03-09T17:00:00 | 0.20387
2020-03-09T18:00:00 | 0.17945
2020-03-09T19:00:00 | 0.36367
2020-03-09T20:00:00 | 0.22797
2020-03-09T21:00:00 | 0.14545
2020-03-09T22:00:00 | 0.29921
2020-03-09T23:00:00 | 0.30683
2020-03-10T00:00:00 | 0.40273
2020-03-10T01:00:00 | 0.28765
2020-03-10T02:00:00 | 0.31039
2020-03-10T03:00:00 | 0.11149
2020-03-10T04:00:00 | 0.2031
2020-03-10T05:00:00 | 0.31779
2020-03-10T06:00:00 | 0.29395
2020-03-10T07:00:00 | 0.33492
2020-03-10T08:00:00 | 0.34972
2020-03-10T09:00:00 | 0.10225
2020-03-10T10:00:00 | 0.24068
2020-03-10T11:00:00 | 0.13301
2020-03-10T12:00:00 | 0.20743
2020-03-10T13:00:00 | 0.32398
2020-03-10T14:00:00 | 0.33947
2020-03-10T15:00:00 | 0.28497
2020-03-10T16:00:00 | 0.16427
2020-03-10T17:00:00 | 0.26203
2020-03-10T18:00:00 | 0.28931
2020-03-10T19:00:00 | 0.17579
2020-03-10T20:00:00 | 0.28488
2020-03-10T21:00:00 | 0.32299
2020-03-10T22:00:00 | 0.26994
2020-03-10T23:00:00 | 0.35089
2020-03-11T00:00:00 | 0.11135
2020-03-11T01:00:00 | 0.39224
2020-03-11T02:00:00 | 0.13536
2020-03-11T03:00:00 | 0.23475
2020-03-11T04:00:00 | 0.39242
2020-03-11T05:00:00 | 0.10327
2020-03-11T06:00:00 | 0.27076
2020-03-11T07:00:00 | 0.13975
2020-03-11T08:00:00 | 0.29946
2020-03-11T09:00:00 | 0.28503
2020-03-11T10:00:00 | 0.1001
2020-03-11T11:00:00 | 0.30709
2020-03-11T12:00:00 | 0.28349
2020-03-11T13:00:00 | 0.28995
2020-03-11T14:00:00 | 0.11462
2020-03-11T15:00:00 | 0.2443
2020-03-11T16:00:00 | 0.19737
2020-03-11T17:00:00 | 0.16242
2020-03-11T18:00:00 | 0.21039
2020-03-11T19:00:00 | 0.32711
2020-03-11T20:00:00 | 0.32275
2020-03-11T21:00:00 | 0.2569
2020-03-11T22:00:00 | 0.27298
2020-03-11T23:00:00 | 0.4203
2020-03-12T00:00:00 | 0.35057
2020-03-12T01:00:00 | 0.19647
2020-03-12T02:00:00 | 0.10501
2020-03-12T03:00:00 | 0.23263
2020-03-12T04:00:00 | 0.38658
2020-03-12T05:00:00 | 0.37304
2020-03-12T06:00:00 | 0.30361
2020-03-12T07:00:00 | 0.12743
2020-03-12T08:00:00 | 0.1432
2020-03-12T09:00:00 | 0.32813
2020-03-12T10:00:00 | 0.26995
2020-03-12T11:00:00 | 0.11223
2020-03-12T12:00:00 | 0.33568
2020-03-12T13:00:00 | 0.1691
2020-03-12T14:00:00 | 0.34458
2020-03-12T15:00:00 | 0.29214
2020-03-12T16:00:00 | 0.36578
2020-03-12T17:00:00 | 0.22161
2020-03-12T18:00:00 | 0.39295
2020-03-12T19:00:00 | 0.29111
2020-03-12T20:00:00 | 0.40373
2020-03-12T21:00:00 | 0.41734
2020-03-12T22:00:00 | 0.38472
2020-03-12T23:00:00 | 0.29442
2020-03-13T00:00:00 | 0.34398
2020-03-13T01:00:00 | 0.42402
2020-03-13T02:00:00 | 0.30231
2020-03-13T03:00:00 | 0.35197
2020-03-13T04:00:00 | 0.21659
2020-03-13T05:00:00 | 0.41368
2020-03-13T06:00:00 | 0.42698
2020-03-13T07:00:00 | 0.17286
2020-03-13T08:00:00 | 0.27977
2020-03-13T09:00:00 | 0.21243
2020-03-13T10:00:00 | 0.34856
2020-03-13T11:00:00 | 0.3418
2020-03-13T12:00:00 | 0.32001
2020-03-13T13:00:00 | 0.26053
2020-03-13T14:00:00 | 0.19112
2020-03-13T15:00:00 | 0.18399
2020-03-13T16:00:00 | 0.16544
2020-03-13T17:00:00 | 0.22681
2020-03-13T18:00:00 | 0.33495
2020-03-13T19:00:00 | 0.34499
2020-03-13T20:00:00 | 0.22164
2020-03-13T21:00:00 | 0.16325
2020-03-13T22:00:00 | 0.37143
2020-03-13T23:00:00 | 0.22665
2020-03-14T00:00:00 | 0.28628
2020-03-14T01:00:00 | 0.43102
2020-03-14T02:00:00 | 0.4204
2020-03-14T03:00:00 | 0.37535
2020-03-14T04:00:00 | 0.11956
2020-03-14T05:00:00 | 0.32771
2020-03-14T06:00:00 | 0.19308
2020-03-14T07:00:00 | 0.14224
2020-03-14T08:00:00 | 0.28464
2020-03-14T09:00:00 | 0.16477
2020-03-14T10:00:00 | 0.17974
2020-03-14T11:00:00 | 0.12799
2020-03-14T12:00:00 | 0.20413
2020-03-14T13:00:00 | 0.31794
2020-03-14T14:00:00 | 0.40646
2020-03-14T15:00:00 | 0.37218
2020-03-14T16:00:00 | 0.32765
2020-03-14T17:00:00 | 0.31372
2020-03-14T18:00:00 | 0.35513
2020-03-14T19:00:00 | 0.42646
2020-03-14T20:00:00 | 0.1241
2020-03-14T21:00:00 | 0.41069
2020-03-14T22:00:00 | 0.36235
2020-03-14T23:00:00 | 0.23204
2020-03-15T00:00:00 | 0.33026
2020-03-15T01:00:00 | 0.35934
2020-03-15T02:00:00 | 0.2578
2020-03-15T03:00:00 | 0.31804
2020-03-15T04:00:00 | 0.21375
2020-03-15T05:00:00 | 0.24353
2020-03-15T06:00:00 | 0.16711
2020-03-15T07:00:00 | 0.40023
2020-03-15T08:00:00 | 0.36054
2020-03-15T09:00:00 | 0.25657
2020-03-15T10:00:00 | 0.28582
2020-03-15T11:00:00 | 0.18111
2020-03-15T12:00:00 | 0.41088
2020-03-15T13:00:00 | 0.13384
2020-03-15T14:00:00 | 0.2469
2020-03-15T15:00:00 | 0.1267
2020-03-15T16:00:00 | 0.36378
2020-03-15T17:00:00 | 0.17986
2020-03-15T18:00:00 | 0.37136
2020-03-15T19:00:00 | 0.33943
2020-03-15T20:00:00 | 0.29907
2020-03-15T21:00:00 | 0.20621
2020-03-15T22:00:00 | 0.32015
2020-03-15T23:00:00 | 0.20059
2020-03-16T00:00:00 | 0.16269
2020-03-16T01:00:00 | 0.33662
2020-03-16T02:00:00 | 0.24381
2020-03-16T03:00:00 | 0.2302
2020-03-16T04:00:00 | 0.13375
2020-03-16T05:00:00 | 0.2813
2020-03-16T06:00:00 | 0.16
2020-03-16T07:00:00 | 0.10808
2020-03-16T08:00:00 | 0.19963
2020-03-16T09:00:00 | 0.16633
2020-03-16T10:00:00 | 0.34561
2020-03-16T11:00:00 | 0.12782
2020-03-16T12:00:00 | 0.16691
2020-03-16T13:00:00 | 0.13029
2020-03-16T14:00:00 | 0.27964
2020-03-16T15:00:00 | 0.23957
2020-03-16T16:00:00 | 0.13366
2020-03-16T17:00:00 | 0.18191
2020-03-16T18:00:00 | 0.20875
2020-03-16T19:00:00 | 0.30877
2020-03-16T20:00:00 | 0.40761
2020-03-16T21:00:00 | 0.11866
2020-03-16T22:00:00 | 0.39269
2020-03-16T23:00:00 | 0.30582
2020-03-17T00:00:00 | 0.12615
2020-03-17T01:00:00 | 0.21668
2020-03-17T02:00:00 | 0.3507
2020-03-17T03:00:00 | 0.31464
2020-03-17T04:00:00 | 0.20835
2020-03-17T05:00:00 | 0.2822
2020-03-17T06:00:00 | 0.227
2020-03-17T07:00:00 | 0.42771
2020-03-17T08:00:00 | 0.3752
2020-03-17T09:00:00 | 0.35338
2020-03-17T10:00:00 | 0.23794
2020-03-17T11:00:00 | 0.36354
2020-03-17T12:00:00 | 0.3805
2020-03-17T13:00:00 | 0.19146
2020-03-17T14:00:00 | 0.11012
2020-03-17T15:00:00 | 0.18373
2020-03-17T16:00:00 | 0.29701
2020-03-17T17:00:00 | 0.20156
2020-03-17T18:00:00 | 0.34741
2020-03-17T19:00:00 | 0.19418
2020-03-17T20:00:00 | 0.10213
2020-03-17T21:00:00 | 0.32653
2020-03-17T22:00:00 | 0.20664
2020-03-17T23:00:00 | 0.28428
2020-03-18T00:00:00 | 0.40509
2020-03-18T01:00:00 | 0.30729
2020-03-18T02:00:00 | 0.27091
2020-03-18T03:00:00 | 0.41674
2020-03-18T04:00:00 | 0.40251
2020-03-18T05:00:00 | 0.21019
2020-03-18T06:00:00 | 0.17585
2020-03-18T07:00:00 | 0.35151
2020-03-18T08:00:00 | 0.17911
2020-03-18T09:00:00 | 0.40253
2020-03-18T10:00:00 | 0.30012
2020-03-18T11:00:00 | 0.24201
2020-03-18T12:00:00 | 0.26043
2020-03-18T13:00:00 | 0.33854
2020-03-18T14:00:00 | 0.19021
2020-03-18T15:00:00 | 0.13063
2020-03-18T16:00:00 | 0.19475
2020-03-18T17:00:00 | 0.10023
2020-03-18T18:00:00 | 0.30434
2020-03-18T19:00:00 | 0.21152
2020-03-18T20:00:00 | 0.21668
2020-03-18T21:00:00 | 0.34297
2020-03-18T22:00:00 | 0.30743
2020-03-18T23:00:00 | 0.31162
2020-03-19T00:00:00 | 0.17727
2020-03-19T01:00:00 | 0.31453
2020-03-19T02:00:00 | 0.37092
2020-03-19T03:00:00 | 0.3804
2020-03-19T04:00:00 | 0.29664
2020-03-19T05:00:00 | 0.35767
2020-03-19T06:00:00 | 0.3332
2020-03-19T07:00:00 | 0.25496
2020-03-19T08:00:00 | 0.33979
2020-03-19T09:00:00 | 0.41836
2020-03-19T10:00:00 | 0.26621
2020-03-19T11:00:00 | 0.11201
2020-03-19T12:00:00 | 0.18649
2020-03-19T13:00:00 | 0.16604
2020-03-19T14:00:00 | 0.2348
2020-03-19T15:00:00 | 0.26493
2020-03-19T16:00:00 | 0.15695
2020-03-19T17:00:00 | 0.36807
2020-03-19T18:00:00 | 0.20428
2020-03-19T19:00:00 | 0.28403
2020-03-19T20:00:00 | 0.28041
2020-03-19T21:00:00 | 0.13567
2020-03-19T22:00:00 | 0.36364
2020-03-19T23:00:00 | 0.25811
2020-03-20T00:00:00 | 0.34674
2020-03-20T01:00:00 | 0.2085
2020-03-20T02:00:00 | 0.21916
2020-03-20T03:00:00 | 0.22174
2020-03-20T04:00:00 | 0.31946
2020-03-20T05:00:00 | 0.3094
2020-03-20T06:00:00 | 0.19901
2020-03-20T07:00:00 | 0.1261
2020-03-20T08:00:00 | 0.19885
2020-03-20T09:00:00 | 0.36685
2020-03-20T10:00:00 | 0.36626
2020-03-20T11:00:00 | 0.26657
2020-03-20T12:00:00 | 0.2494
2020-03-20T13:00:00 | 0.3112
2020-03-20T14:00:00 | 0.36832
2020-03-20T15:00:00 | 0.42426
2020-03-20T16:00:00 | 0.2119
2020-03-20T17:00:00 | 0.2871
2020-03-20T18:00:00 | 0.39988
2020-03-20T19:00:00 | 0.17637
2020-03-20T20:00:00 | 0.29372
2020-03-20T21:00:00 | 0.16209
2020-03-20T22:00:00 | 0.38331
2020-03-20T23:00:00 | 0.13811
2020-03-21T00:00:00 | 0.3284
2020-03-21T01:00:00 | 0.13911
2020-03-21T02:00:00 | 0.21432
2020-03-21T03:00:00 | 0.22158
2020-03-21T04:00:00 | 0.27496
2020-03-21T05:00:00 | 0.36692
2020-03-21T06:00:00 | 0.42732
2020-03-21T07:00:00 | 0.26314
2020-03-21T08:00:00 | 0.13665
2020-03-21T09:00:00 | 0.254
2020-03-21T10:00:00 | 0.19217
2020-03-21T11:00:00 | 0.2971
2020-03-21T12:00:00 | 0.11175
2020-03-21T13:00:00 | 0.32387
2020-03-21T14:00:00 | 0.30143
2020-03-21T15:00:00 | 0.22875
2020-03-21T16:00:00 | 0.37076
2020-03-21T17:00:00 | 0.10443
2020-03-21T18:00:00 | 0.11076
2020-03-21T19:00:00 | 0.40051
2020-03-21T20:00:00 | 0.43321
2020-03-21T21:00:00 | 0.21265
2020-03-21T22:00:00 | 0.36653
2020-03-21T23:00:00 | 0.22033
2020-03-22T00:00:00 | 0.43263
2020-03-22T01:00:00 | 0.21815
2020-03-22T02:00:00 | 0.16487
2020-03-22T03:00:00 | 0.43034
2020-03-22T04:00:00 | 0.10585
2020-03-22T05:00:00 | 0.18391
2020-03-22T06:00:00 | 0.27342
2020-03-22T07:00:00 | 0.32145
2020-03-22T08:00:00 | 0.17555
2020-03-22T09:00:00 | 0.26776
2020-03-22T10:00:00 | 0.35612
2020-03-22T11:00:00 | 0.40593
2020-03-22T12:00:00 | 0.12012
2020-03-22T13:00:00 | 0.22854
2020-03-22T14:00:00 | 0.39788
2020-03-22T15:00:00 | 0.30595
2020-03-22T16:00:00 | 0.30281
2020-03-22T17:00:00 | 0.10821
2020-03-22T18:00:00 | 0.26922
2020-03-22T19:00:00 | 0.39066
2020-03-22T20:00:00 | 0.20314
2020-03-22T21:00:00 | 0.32455
2020-03-22T22:00:00 | 0.31596
2020-03-22T23:00:00 | 0.21555
2020-03-23T00:00:00 | 0.12151
2020-03-23T01:00:00 | 0.33097
2020-03-23T02:00:00 | 0.20388
2020-03-23T03:00:00 | 0.36299
2020-03-23T04:00:00 | 0.36938
2020-03-23T05:00:00 | 0.36779
2020-03-23T06:00:00 | 0.20866
2020-03-23T07:00:00 | 0.18076
2020-03-23T08:00:00 | 0.25535
2020-03-23T09:00:00 | 0.22537
2020-03-23T10:00:00 | 0.32071
2020-03-23T11:00:00 | 0.10744
2020-03-23T12:00:00 | 0.27548
2020-03-23T13:00:00 | 0.28715
2020-03-23T14:00:00 | 0.27162
2020-03-23T15:00:00 | 0.42847
2020-03-23T16:00:00 | 0.3764
2020-03-23T17:00:00 | 0.27428
2020-03-23T18:00:00 | 0.26326
2020-03-23T19:00:00 | 0.13259
2020-03-23T20:00:00 | 0.18488
2020-03-23T21:00:00 | 0.11212
2020-03-23T22:00:00 | 0.17329
2020-03-23T23:00:00 | 0.39096
2020-03-24T00:00:00 | 0.38912
2020-03-24T01:00:00 | 0.14333
2020-03-24T02:00:00 | 0.40478
2020-03-24T03:00:00 | 0.2961
2020-03-24T04:00:00 | 0.30611
2020-03-24T05:00:00 | 0.36395
2020-03-24T06:00:00 | 0.25024
2020-03-24T07:00:00 | 0.15227
2020-03-24T08:00:00 | 0.2345
2020-03-24T09:00:00 | 0.11966
2020-03-24T10:00:00 | 0.21422
2020-03-24T11:00:00 | 0.17076
2020-03-24T12:00:00 | 0.40052
2020-03-24T13:00:00 | 0.18629
2020-03-24T14:00:00 | 0.2659
2020-03-24T15:00:00 | 0.25646
2020-03-24T16:00:00 | 0.13825
2020-03-24T17:00:00 | 0.1057
2020-03-24T18:00:00 | 0.24187
2020-03-24T19:00:00 | 0.21142
2020-03-24T20:00:00 | 0.42389
2020-03-24T21:00:00 | 0.24716
2020-03-24T22:00:00 | 0.14492
2020-03-24T23:00:00 | 0.19467
2020-03-25T00:00:00 | 0.39727
2020-03-25T01:00:00 | 0.2223
2020-03-25T02:00:00 | 0.24054
2020-03-25T03:00:00 | 0.15532
2020-03-25T04:00:00 | 0.24303
2020-03-25T05:00:00 | 0.25208
2020-03-25T06:00:00 | 0.20122
2020-03-25T07:00:00 | 0.14381
2020-03-25T08:00:00 | 0.18484
2020-03-25T09:00:00 | 0.29904
2020-03-25T10:00:00 | 0.40094
2020-03-25T11:00:00 | 0.42603
2020-03-25T12:00:00 | 0.20888
2020-03-25T13:00:00 | 0.34845
2020-03-25T14:00:00 | 0.16364
2020-03-25T15:00:00 | 0.23335
2020-03-25T16:00:00 | 0.12372
2020-03-25T17:00:00 | 0.37846
2020-03-25T18:00:00 | 0.15739
2020-03-25T19:00:00 | 0.29657
2020-03-25T20:00:00 | 0.1294
2020-03-25T21:00:00 | 0.41717
2020-03-25T22:00:00 | 0.23552
2020-03-25T23:00:00 | 0.10939
2020-03-26T00:00:00 | 0.14558
2020-03-26T01:00:00 | 0.21279
2020-03-26T02:00:00 | 0.25441
2020-03-26T03:00:00 | 0.39623
2020-03-26T04:00:00 | 0.38751
2020-03-26T05:00:00 | 0.14952
2020-03-26T06:00:00 | 0.15346
2020-03-26T07:00:00 | 0.22633
2020-03-26T08:00:00 | 0.27809
2020-03-26T09:00:00 | 0.11322
2020-03-26T10:00:00 | 0.33991
2020-03-26T11:00:00 | 0.15171
2020-03-26T12:00:00 | 0.40692
2020-03-26T13:00:00 | 0.41891
2020-03-26T14:00:00 | 0.42918
2020-03-26T15:00:00 | 0.16155
2020-03-26T16:00:00 | 0.28297
2020-03-26T17:00:00 | 0.26558
2020-03-26T18:00:00 | 0.2261
2020-03-26T19:00:00 | 0.16969
2020-03-26T20:00:00 | 0.22887
2020-03-26T21:00:00 | 0.11509
2020-03-26T22:00:00 | 0.36066
2020-03-26T23:00:00 | 0.32529
2020-03-27T00:00:00 | 0.40735
2020-03-27T01:00:00 | 0.28941
2020-03-27T02:00:00 | 0.14518
2020-03-27T03:00:00 | 0.43147
2020-03-27T04:00:00 | 0.32453
2020-03-27T05:00:00 | 0.22428
2020-03-27T06:00:00 | 0.15396
2020-03-27T07:00:00 | 0.28887
2020-03-27T08:00:00 | 0.35168
2020-03-27T09:00:00 | 0.11403
2020-03-27T10:00:00 | 0.19486
2020-03-27T11:00:00 | 0.201
2020-03-27T12:00:00 | 0.4037
2020-03-27T13:00:00 | 0.32119
2020-03-27T14:00:00 | 0.17709
2020-03-27T15:00:00 | 0.33154
2020-03-27T16:00:00 | 0.16752
2020-03-27T17:00:00 | 0.2779
2020-03-27T18:00:00 | 0.26754
2020-03-27T19:00:00 | 0.10734
2020-03-27T20:00:00 | 0.19574
2020-03-27T21:00:00 | 0.13978
2020-03-27T22:00:00 | 0.31228
2020-03-27T23:00:00 | 0.16998
2020-03-28T00:00:00 | 0.406
2020-03-28T01:00:00 | 0.31645
2020-03-28T02:00:00 | 0.11554
2020-03-28T03:00:00 | 0.34801
2020-03-28T04:00:00 | 0.11112
2020-03-28T05:00:00 | 0.38537
2020-03-28T06:00:00 | 0.1192
2020-03-28T07:00:00 | 0.32897
2020-03-28T08:00:00 | 0.32496
2020-03-28T09:00:00 | 0.11632
2020-03-28T10:00:00 | 0.22494
2020-03-28T11:00:00 | 0.28812
2020-03-28T12:00:00 | 0.25025
2020-03-28T13:00:00 | 0.35128
2020-03-28T14:00:00 | 0.29684
2020-03-28T15:00:00 | 0.11057
2020-03-28T16:00:00 | 0.38373
2020-03-28T17:00:00 | 0.14396
2020-03-28T18:00:00 | 0.33821
2020-03-28T19:00:00 | 0.29039
2020-03-28T20:00:00 | 0.15681
2020-03-28T21:00:00 | 0.12505
2020-03-28T22:00:00 | 0.18556
2020-03-28T23:00:00 | 0.22773
2020-03-29T00:00:00 | 0.41398
2020-03-29T01:00:00 | 0.16222
2020-03-29T02:00:00 | 0.39089
2020-03-29T03:00:00 | 0.25299
2020-03-29T04:00:00 | 0.24687
2020-03-29T05:00:00 | 0.38145
2020-03-29T06:00:00 | 0.27438
2020-03-29T07:00:00 | 0.19444
2020-03-29T08:00:00 | 0.29323
2020-03-29T09:00:00 | 0.1787
2020-03-29T10:00:00 | 0.14287
2020-03-29T11:00:00 | 0.3756
2020-03-29T12:00:00 | 0.31829
2020-03-29T13:00:00 | 0.41934
2020-03-29T14:00:00 | 0.20874
2020-03-29T15:00:00 | 0.3122
2020-03-29T16:00:00 | 0.38054
2020-03-29T17:00:00 | 0.24513
2020-03-29T18:00:00 | 0.1959
2020-03-29T19:00:00 | 0.33853
2020-03-29T20:00:00 | 0.23983
2020-03-29T21:00:00 | 0.36553
2020-03-29T22:00:00 | 0.24265
2020-03-29T23:00:00 | 0.30375
2020-03-30T00:00:00 | 0.3464
2020-03-30T01:00:00 | 0.12286
2020-03-30T02:00:00 | 0.34124
2020-03-30T03:00:00 | 0.39938
2020-03-30T04:00:00 | 0.10318
2020-03-30T05:00:00 | 0.14012
2020-03-30T06:00:00 | 0.23282
2020-03-30T07:00:00 | 0.19808
2020-03-30T08:00:00 | 0.41647
2020-03-30T09:00:00 | 0.42109
2020-03-30T10:00:00 | 0.36369
2020-03-30T11:00:00 | 0.29138
2020-03-30T12:00:00 | 0.18207
2020-03-30T13:00:00 | 0.23077
2020-03-30T14:00:00 | 0.23303
2020-03-30T15:00:00 | 0.32324
2020-03-30T16:00:00 | 0.221
2020-03-30T17:00:00 | 0.13821
2020-03-30T18:00:00 | 0.30777
2020-03-30T19:00:00 | 0.18204
2020-03-30T20:00:00 | 0.26305
2020-03-30T21:00:00 | 0.40823
2020-03-30T22:00:00 | 0.36317
2020-03-30T23:00:00 | 0.20868
2020-03-31T00:00:00 | 0.11446
2020-03-31T01:00:00 | 0.1945
2020-03-31T02:00:00 | 0.37737
2020-03-31T03:00:00 | 0.31709
2020-03-31T04:00:00 | 0.37309
2020-03-31T05:00:00 | 0.32331
2020-03-31T06:00:00 | 0.361
2020-03-31T07:00:00 | 0.39676
2020-03-31T08:00:00 | 0.20352
2020-03-31T09:00:00 | 0.10797
2020-03-31T10:00:00 | 0.17807
2020-03-31T11:00:00 | 0.25386
2020-03-31T12:00:00 | 0.13447
2020-03-31T13:00:00 | 0.18138
2020-03-31T14:00:00 | 0.36987
2020-03-31T15:00:00 | 0.35298
2020-03-31T16:00:00 | 0.10259
2020-03-31T17:00:00 | 0.35853
2020-03-31T18:00:00 | 0.23235
2020-03-31T19:00:00 | 0.27432
2020-03-31T20:00:00 | 0.11078
2020-03-31T21:00:00 | 0.35113
2020-03-31T22:00:00 | 0.29704
2020-03-31T23:00:00 | 0.41546
2020-04-01T00:00:00 | 0.10795
2020-04-01T01:00:00 | 0.26178
2020-04-01T02:00:00 | 0.17245
2020-04-01T03:00:00 | 0.24722
2020-04-01T04:00:00 | 0.2099
2020-04-01T05:00:00 | 0.39699
2020-04-01T06:00:00 | 0.21511
2020-04-01T07:00:00 | 0.22213
2020-04-01T08:00:00 | 0.14101
2020-04-01T09:00:00 | 0.19974
2020-04-01T10:00:00 | 0.15682
2020-04-01T11:00:00 | 0.21803
2020-04-01T12:00:00 | 0.38494
2020-04-01T13:00:00 | 0.24346
2020-04-01T14:00:00 | 0.20281
2020-04-01T15:00:00 | 0.125
2020-04-01T16:00:00 | 0.12166
2020-04-01T17:00:00 | 0.36198
2020-04-01T18:00:00 | 0.31709
2020-04-01T19:00:00 | 0.2013
2020-04-01T20:00:00 | 0.20647
2020-04-01T21:00:00 | 0.37206
2020-04-01T22:00:00 | 0.17777
2020-04-01T23:00:00 | 0.39553
2020-04-02T00:00:00 | 0.19914
2020-04-02T01:00:00 | 0.28137
2020-04-02T02:00:00 | 0.16454
2020-04-02T03:00:00 | 0.21527
2020-04-02T04:00:00 | 0.33246
2020-04-02T05:00:00 | 0.38446
2020-04-02T06:00:00 | 0.12386
2020-04-02T07:00:00 | 0.40875
2020-04-02T08:00:00 | 0.21214
2020-04-02T09:00:00 | 0.42833
2020-04-02T10:00:00 | 0.41544
2020-04-02T11:00:00 | 0.12108
2020-04-02T12:00:00 | 0.37896
2020-04-02T13:00:00 | 0.42262
2020-04-02T14:00:00 | 0.42523
2020-04-02T15:00:00 | 0.12052
2020-04-02T16:00:00 | 0.30235
2020-04-02T17:00:00 | 0.2297
2020-04-02T18:00:00 | 0.32114
2020-04-02T19:00:00 | 0.16367
2020-04-02T20:00:00 | 0.38597
2020-04-02T21:00:00 | 0.37422
2020-04-02T22:00:00 | 0.16122
2020-04-02T23:00:00 | 0.26775
2020-04-03T00:00:00 | 0.32623
2020-04-03T01:00:00 | 0.36849
2020-04-03T02:00:00 | 0.2998
2020-04-03T03:00:00 | 0.34736
2020-04-03T04:00:00 | 0.24339
2020-04-03T05:00:00 | 0.3686
2020-04-03T06:00:00 | 0.1353
2020-04-03T07:00:00 | 0.13769
2020-04-03T08:00:00 | 0.11186
2020-04-03T09:00:00 | 0.32223
2020-04-03T10:00:00 | 0.36512
2020-04-03T11:00:00 | 0.25389
2020-04-03T12:00:00 | 0.12881
2020-04-03T13:00:00 | 0.27813
2020-04-03T14:00:00 | 0.28307
2020-04-03T15:00:00 | 0.26713
2020-04-03T16:00:00 | 0.15621
2020-04-03T17:00:00 | 0.15731
2020-04-03T18:00:00 | 0.21548
2020-04-03T19:00:00 | 0.37964
2020-04-03T20:00:00 | 0.10886
2020-04-03T21:00:00 | 0.28091
2020-04-03T22:00:00 | 0.32639
2020-04-03T23:00:00 | 0.15591
2020-04-04T00:00:00 | 0.36427
2020-04-04T01:00:00 | 0.33424
2020-04-04T02:00:00 | 0.30064
2020-04-04T03:00:00 | 0.15159
2020-04-04T04:00:00 | 0.24396
2020-04-04T05:00:00 | 0.36695
2020-04-04T06:00:00 | 0.10916
2020-04-04T07:00:00 | 0.24356
2020-04-04T08:00:00 | 0.35744
2020-04-04T09:00:00 | 0.3179
2020-04-04T10:00:00 | 0.16193
2020-04-04T11:00:00 | 0.11443
2020-04-04T12:00:00 | 0.35397
2020-04-04T13:00:00 | 0.35881
2020-04-04T14:00:00 | 0.42892
2020-04-04T15:00:00 | 0.1304
2020-04-04T16:00:00 | 0.17148
2020-04-04T17:00:00 | 0.12763
2020-04-04T18:00:00 | 0.24596
2020-04-04T19:00:00 | 0.21373
2020-04-04T20:00:00 | 0.27611
2020-04-04T21:00:00 | 0.35745
2020-04-04T22:00:00 | 0.15437
2020-04-04T23:00:00 | 0.17189
2020-04-05T00:00:00 | 0.17946
2020-04-05T01:00:00 | 0.12906
2020-04-05T02:00:00 | 0.28238
2020-04-05T03:00:00 | 0.26436
2020-04-05T04:00:00 | 0.30107
2020-04-05T05:00:00 | 0.40527
2020-04-05T06:00:00 | 0.14838
2020-04-05T07:00:00 | 0.38709
2020-04-05T08:00:00 | 0.25578
2020-04-05T09:00:00 | 0.25425
2020-04-05T10:00:00 | 0.14453
2020-04-05T11:00:00 | 0.32013
2020-04-05T12:00:00 | 0.28836
2020-04-05T13:00:00 | 0.13672
2020-04-05T14:00:00 | 0.33366
2020-04-05T15:00:00 | 0.13435
2020-04-05T16:00:00 | 0.41199
2020-04-05T17:00:00 | 0.17689
2020-04-05T18:00:00 | 0.2855
2020-04-05T19:00:00 | 0.39268
2020-04-05T20:00:00 | 0.12169
2020-04-05T21:00:00 | 0.24671
2020-04-05T22:00:00 | 0.36428
2020-04-05T23:00:00 | 0.10233
2020-04-06T00:00:00 | 0.19795
2020-04-06T01:00:00 | 0.20919
2020-04-06T02:00:00 | 0.21337
2020-04-06T03:00:00 | 0.10976
2020-04-06T04:00:00 | 0.17914
2020-04-06T05:00:00 | 0.30934
2020-04-06T06:00:00 | 0.32069
2020-04-06T07:00:00 | 0.18984
2020-04-06T08:00:00 | 0.19541
2020-04-06T09:00:00 | 0.1117
2020-04-06T10:00:00 | 0.41273
2020-04-06T11:00:00 | 0.32488
2020-04-06T12:00:00 | 0.37434
2020-04-06T13:00:00 | 0.28876
2020-04-06T14:00:00 | 0.3019
2020-04-06T15:00:00 | 0.11813
2020-04-06T16:00:00 | 0.13702
2020-04-06T17:00:00 | 0.37571
2020-04-06T18:00:00 | 0.22931
2020-04-06T19:00:00 | 0.38827
2020-04-06T20:00:00 | 0.1872
2020-04-06T21:00:00 | 0.3892
2020-04-06T22:00:00 | 0.35798
2020-04-06T23:00:00 | 0.42383
2020-04-07T00:00:00 | 0.17693
2020-04-07T01:00:00 | 0.10202
2020-04-07T02:00:00 | 0.17141
2020-04-07T03:00:00 | 0.26829
2020-04-07T04:00:00 | 0.23133
2020-04-07T05:00:00 | 0.33888
2020-04-07T06:00:00 | 0.26569
2020-04-07T07:00:00 | 0.43231
2020-04-07T08:00:00 | 0.23079
2020-04-07T09:00:00 | 0.19128
2020-04-07T10:00:00 | 0.20643
2020-04-07T11:00:00 | 0.22848
2020-04-07T12:00:00 | 0.34117
2020-04-07T13:00:00 | 0.28661
2020-04-07T14:00:00 | 0.18051
2020-04-07T15:00:00 | 0.29825
2020-04-07T16:00:00 | 0.27015
2020-04-07T17:00:00 | 0.12061
2020-04-07T18:00:00 | 0.15111
2020-04-07T19:00:00 | 0.25857
2020-04-07T20:00:00 | 0.21922
2020-04-07T21:00:00 | 0.3791
2020-04-07T22:00:00 | 0.36564
2020-04-07T23:00:00 | 0.1568
2020-04-08T00:00:00 | 0.15455
2020-04-08T01:00:00 | 0.30715
2020-04-08T02:00:00 | 0.28582
2020-04-08T03:00:00 | 0.32636
2020-04-08T04:00:00 | 0.24913
2020-04-08T05:00:00 | 0.11272
2020-04-08T06:00:00 | 0.10169
2020-04-08T07:00:00 | 0.1503
2020-04-08T08:00:00 | 0.12742
2020-04-08T09:00:00 | 0.26605
2020-04-08T10:00:00 | 0.31472
2020-04-08T11:00:00 | 0.32766
2020-04-08T12:00:00 | 0.37102
2020-04-08T13:00:00 | 0.424
2020-04-08T14:00:00 | 0.19973
2020-04-08T15:00:00 | 0.23765
2020-04-08T16:00:00 | 0.43057
2020-04-08T17:00:00 | 0.40642
2020-04-08T18:00:00 | 0.34863
2020-04-08T19:00:00 | 0.13373
2020-04-08T20:00:00 | 0.36368
2020-04-08T21:00:00 | 0.14229
2020-04-08T22:00:00 | 0.12778
2020-04-08T23:00:00 | 0.37284
2020-04-09T00:00:00 | 0.15111
2020-04-09T01:00:00 | 0.12872
2020-04-09T02:00:00 | 0.41325
2020-04-09T03:00:00 | 0.42823
2020-04-09T04:00:00 | 0.28323
2020-04-09T05:00:00 | 0.12214
2020-04-09T06:00:00 | 0.14851
2020-04-09T07:00:00 | 0.13201
2020-04-09T08:00:00 | 0.37697
2020-04-09T09:00:00 | 0.13309
2020-04-09T10:00:00 | 0.42249
2020-04-09T11:00:00 | 0.38406
2020-04-09T12:00:00 | 0.16387
2020-04-09T13:00:00 | 0.35033
2020-04-09T14:00:00 | 0.16811
2020-04-09T15:00:00 | 0.41019
2020-04-09T16:00:00 | 0.14433
2020-04-09T17:00:00 | 0.37501
2020-04-09T18:00:00 | 0.32537
2020-04-09T19:00:00 | 0.40626
2020-04-09T20:00:00 | 0.36489
2020-04-09T21:00:00 | 0.32583
2020-04-09T22:00:00 | 0.28241
2020-04-09T23:00:00 | 0.20212
2020-04-10T00:00:00 | 0.1034
2020-04-10T01:00:00 | 0.37055
2020-04-10T02:00:00 | 0.36627
2020-04-10T03:00:00 | 0.1033
2020-04-10T04:00:00 | 0.30496
2020-04-10T05:00:00 | 0.38228
2020-04-10T06:00:00 | 0.36547
2020-04-10T07:00:00 | 0.23956
2020-04-10T08:00:00 | 0.10753
2020-04-10T09:00:00 | 0.42363
2020-04-10T10:00:00 | 0.23557
2020-04-10T11:00:00 | 0.16782
2020-04-10T12:00:00 | 0.42486
2020-04-10T13:00:00 | 0.35707
2020-04-10T14:00:00 | 0.32296
2020-04-10T15:00:00 | 0.22003
2020-04-10T16:00:00 | 0.21957
2020-04-10T17:00:00 | 0.26344
2020-04-10T18:00:00 | 0.2132
2020-04-10T19:00:00 | 0.19504
2020-04-10T20:00:00 | 0.23994
2020-04-10T21:00:00 | 0.28602
2020-04-10T22:00:00 | 0.25455
2020-04-10T23:00:00 | 0.11894
2020-04-11T00:00:00 | 0.39589
2020-04-11T01:00:00 | 0.33949
2020-04-11T02:00:00 | 0.16143
2020-04-11T03:00:00 | 0.22626
2020-04-11T04:00:00 | 0.16622
2020-04-11T05:00:00 | 0.33206
2020-04-11T06:00:00 | 0.35477
2020-04-11T07:00:00 | 0.21636
2020-04-11T08:00:00 | 0.30905
2020-04-11T09:00:00 | 0.34311
2020-04-11T10:00:00 | 0.2708
2020-04-11T11:00:00 | 0.37307
2020-04-11T12:00:00 | 0.37353
2020-04-11T13:00:00 | 0.24602
2020-04-11T14:00:00 | 0.30816
2020-04-11T15:00:00 | 0.14187
2020-04-11T16:00:00 | 0.36064
2020-04-11T17:00:00 | 0.28289
2020-04-11T18:00:00 | 0.4129
2020-04-11T19:00:00 | 0.22947
2020-04-11T20:00:00 | 0.18672
2020-04-11T21:00:00 | 0.19021
2020-04-11T22:00:00 | 0.31718
2020-04-11T23:00:00 | 0.39724
2020-04-12T00:00:00 | 0.18534
2020-04-12T01:00:00 | 0.40038
2020-04-12T02:00:00 | 0.34847
2020-04-12T03:00:00 | 0.14177
2020-04-12T04:00:00 | 0.2307
2020-04-12T05:00:00 | 0.3815
2020-04-12T06:00:00 | 0.21576
2020-04-12T07:00:00 | 0.25601
2020-04-12T08:00:00 | 0.25393
2020-04-12T09:00:00 | 0.21144
2020-04-12T10:00:00 | 0.37308
2020-04-12T11:00:00 | 0.37479
2020-04-12T12:00:00 | 0.32373
2020-04-12T13:00:00 | 0.11083
2020-04-12T14:00:00 | 0.1521
2020-04-12T15:00:00 | 0.21187
2020-04-12T16:00:00 | 0.2783
2020-04-12T17:00:00 | 0.1744
2020-04-12T18:00:00 | 0.37639
2020-04-12T19:00:00 | 0.35369
2020-04-12T20:00:00 | 0.38205
2020-04-12T21:00:00 | 0.30641
2020-04-12T22:00:00 | 0.3006
2020-04-12T23:00:00 | 0.4304
2020-04-13T00:00:00 | 0.17715
2020-04-13T01:00:00 | 0.41512
2020-04-13T02:00:00 | 0.11099
2020-04-13T03:00:00 | 0.32993
2020-04-13T04:00:00 | 0.35597
2020-04-13T05:00:00 | 0.39842
2020-04-13T06:00:00 | 0.25923
2020-04-13T07:00:00 | 0.11274
2020-04-13T08:00:00 | 0.14267
2020-04-13T09:00:00 | 0.22738
2020-04-13T10:00:00 | 0.18848
2020-04-13T11:00:00 | 0.13705
2020-04-13T12:00:00 | 0.19787
2020-04-13T13:00:00 | 0.20584
2020-04-13T14:00:00 | 0.3737
2020-04-13T15:00:00 | 0.27289
2020-04-13T16:00:00 | 0.33074
2020-04-13T17:00:00 | 0.22632
2020-04-13T18:00:00 | 0.25929
2020-04-13T19:00:00 | 0.29102
2020-04-13T20:00:00 | 0.17807
2020-04-13T21:00:00 | 0.11397
2020-04-13T22:00:00 | 0.40672
2020-04-13T23:00:00 | 0.27673
2020-04-14T00:00:00 | 0.38669
2020-04-14T01:00:00 | 0.12202
2020-04-14T02:00:00 | 0.18991
2020-04-14T03:00:00 | 0.40563
2020-04-14T04:00:00 | 0.33042
2020-04-14T05:00:00 | 0.13523
2020-04-14T06:00:00 | 0.41878
2020-04-14T07:00:00 | 0.29025
2020-04-14T08:00:00 | 0.21846
2020-04-14T09:00:00 | 0.40879
2020-04-14T10:00:00 | 0.11092
2020-04-14T11:00:00 | 0.19065
2020-04-14T12:00:00 | 0.39692
2020-04-14T13:00:00 | 0.24955
2020-04-14T14:00:00 | 0.31285
2020-04-14T15:00:00 | 0.13311
2020-04-14T16:00:00 | 0.20957
2020-04-14T17:00:00 | 0.43238
2020-04-14T18:00:00 | 0.12226
2020-04-14T19:00:00 | 0.18252
2020-04-14T20:00:00 | 0.36147
2020-04-14T21:00:00 | 0.17386
2020-04-14T22:00:00 | 0.1488
2020-04-14T23:00:00 | 0.29082
2020-04-15T00:00:00 | 0.33
2020-04-15T01:00:00 | 0.25134
2020-04-15T02:00:00 | 0.30896
2020-04-15T03:00:00 | 0.3577
2020-04-15T04:00:00 | 0.19169
2020-04-15T05:00:00 | 0.18185
2020-04-15T06:00:00 | 0.30045
2020-04-15T07:00:00 | 0.39339
2020-04-15T08:00:00 | 0.23078
2020-04-15T09:00:00 | 0.33174
2020-04-15T10:00:00 | 0.35467
2020-04-15T11:00:00 | 0.12394
2020-04-15T12:00:00 | 0.10678
2020-04-15T13:00:00 | 0.2536
2020-04-15T14:00:00 | 0.1344
2020-04-15T15:00:00 | 0.25675
2020-04-15T16:00:00 | 0.30898
2020-04-15T17:00:00 | 0.33584
2020-04-15T18:00:00 | 0.24987
2020-04-15T19:00:00 | 0.20928
2020-04-15T20:00:00 | 0.3559
2020-04-15T21:00:00 | 0.23371
2020-04-15T22:00:00 | 0.33513
2020-04-15T23:00:00 | 0.23983
2020-04-16T00:00:00 | 0.34417
2020-04-16T01:00:00 | 0.15252
2020-04-16T02:00:00 | 0.15305
2020-04-16T03:00:00 | 0.23596
2020-04-16T04:00:00 | 0.40593
2020-04-16T05:00:00 | 0.27541
2020-04-16T06:00:00 | 0.38703
2020-04-16T07:00:00 | 0.23629
2020-04-16T08:00:00 | 0.38669
2020-04-16T09:00:00 | 0.37072
2020-04-16T10:00:00 | 0.12976
2020-04-16T11:00:00 | 0.42258
2020-04-16T12:00:00 | 0.27221
2020-04-16T13:00:00 | 0.39522
2020-04-16T14:00:00 | 0.19071
2020-04-16T15:00:00 | 0.22684
2020-04-16T16:00:00 | 0.12233
2020-04-16T17:00:00 | 0.14085
2020-04-16T18:00:00 | 0.2164
2020-04-16T19:00:00 | 0.17512
2020-04-16T20:00:00 | 0.19643
2020-04-16T21:00:00 | 0.3938
2020-04-16T22:00:00 | 0.43156
2020-04-16T23:00:00 | 0.13898
2020-04-17T00:00:00 | 0.26491
2020-04-17T01:00:00 | 0.30805
2020-04-17T02:00:00 | 0.3173
2020-04-17T03:00:00 | 0.20017
2020-04-17T04:00:00 | 0.41088
2020-04-17T05:00:00 | 0.17196
2020-04-17T06:00:00 | 0.36551
2020-04-17T07:00:00 | 0.1556
2020-04-17T08:00:00 | 0.35792
2020-04-17T09:00:00 | 0.18775
2020-04-17T10:00:00 | 0.12786
2020-04-17T11:00:00 | 0.22566
2020-04-17T12:00:00 | 0.25683
2020-04-17T13:00:00 | 0.16172
2020-04-17T14:00:00 | 0.10858
2020-04-17T15:00:00 | 0.12368
2020-04-17T16:00:00 | 0.31639
2020-04-17T17:00:00 | 0.25067
2020-04-17T18:00:00 | 0.13086
2020-04-17T19:00:00 | 0.24404
2020-04-17T20:00:00 | 0.14309
2020-04-17T21:00:00 | 0.39746
2020-04-17T22:00:00 | 0.21886
2020-04-17T23:00:00 | 0.16081
2020-04-18T00:00:00 | 0.19723
2020-04-18T01:00:00 | 0.27674
2020-04-18T02:00:00 | 0.30377
2020-04-18T03:00:00 | 0.38413
2020-04-18T04:00:00 | 0.12991
2020-04-18T05:00:00 | 0.26248
2020-04-18T06:00:00 | 0.1601
2020-04-18T07:00:00 | 0.13462
2020-04-18T08:00:00 | 0.3884
2020-04-18T09:00:00 | 0.18007
2020-04-18T10:00:00 | 0.25491
2020-04-18T11:00:00 | 0.23309
2020-04-18T12:00:00 | 0.35133
2020-04-18T13:00:00 | 0.42822
2020-04-18T14:00:00 | 0.17023
2020-04-18T15:00:00 | 0.35689
2020-04-18T16:00:00 | 0.12007
2020-04-18T17:00:00 | 0.31402
2020-04-18T18:00:00 | 0.11547
2020-04-18T19:00:00 | 0.11859
2020-04-18T20:00:00 | 0.27242
2020-04-18T21:00:00 | 0.26591
2020-04-18T22:00:00 | 0.34028
2020-04-18T23:00:00 | 0.30877
2020-04-19T00:00:00 | 0.1756
2020-04-19T01:00:00 | 0.36809
2020-04-19T02:00:00 | 0.17856
2020-04-19T03:00:00 | 0.29177
2020-04-19T04:00:00 | 0.13974
2020-04-19T05:00:00 | 0.14701
2020-04-19T06:00:00 | 0.15717
2020-04-19T07:00:00 | 0.13552
2020-04-19T08:00:00 | 0.10433
2020-04-19T09:00:00 | 0.23224
2020-04-19T10:00:00 | 0.31951
2020-04-19T11:00:00 | 0.26299
2020-04-19T12:00:00 | 0.35916
2020-04-19T13:00:00 | 0.32093
2020-04-19T14:00:00 | 0.18951
2020-04-19T15:00:00 | 0.36983
2020-04-19T16:00:00 | 0.23925
2020-04-19T17:00:00 | 0.29135
2020-04-19T18:00:00 | 0.18285
2020-04-19T19:00:00 | 0.19968
2020-04-19T20:00:00 | 0.11416
2020-04-19T21:00:00 | 0.37316
2020-04-19T22:00:00 | 0.24519
2020-04-19T23:00:00 | 0.31994
2020-04-20T00:00:00 | 0.20386
2020-04-20T01:00:00 | 0.26532
2020-04-20T02:00:00 | 0.29507
2020-04-20T03:00:00 | 0.29796
2020-04-20T04:00:00 | 0.27632
2020-04-20T05:00:00 | 0.11378
2020-04-20T06:00:00 | 0.35797
2020-04-20T07:00:00 | 0.39819
2020-04-20T08:00:00 | 0.24825
2020-04-20T09:00:00 | 0.30699
2020-04-20T10:00:00 | 0.2237
2020-04-20T11:00:00 | 0.23977
2020-04-20T12:00:00 | 0.22494
2020-04-20T13:00:00 | 0.2073
2020-04-20T14:00:00 | 0.17155
2020-04-20T15:00:00 | 0.23952
2020-04-20T16:00:00 | 0.15361
2020-04-20T17:00:00 | 0.26797
2020-04-20T18:00:00 | 0.25251
2020-04-20T19:00:00 | 0.15513
2020-04-20T20:00:00 | 0.12725
2020-04-20T21:00:00 | 0.17688
2020-04-20T22:00:00 | 0.20582
2020-04-20T23:00:00 | 0.34427
2020-04-21T00:00:00 | 0.41761
2020-04-21T01:00:00 | 0.17168
2020-04-21T02:00:00 | 0.38925
2020-04-21T03:00:00 | 0.12864
2020-04-21T04:00:00 | 0.19763
2020-04-21T05:00:00 | 0.10386
2020-04-21T06:00:00 | 0.39907
2020-04-21T07:00:00 | 0.42242
2020-04-21T08:00:00 | 0.3363
2020-04-21T09:00:00 | 0.10075
2020-04-21T10:00:00 | 0.18485
2020-04-21T11:00:00 | 0.42879
2020-04-21T12:00:00 | 0.33684
2020-04-21T13:00:00 | 0.25065
2020-04-21T14:00:00 | 0.38939
2020-04-21T15:00:00 | 0.39005
2020-04-21T16:00:00 | 0.42669
2020-04-21T17:00:00 | 0.10071
2020-04-21T18:00:00 | 0.42876
2020-04-21T19:00:00 | 0.22673
2020-04-21T20:00:00 | 0.11672
2020-04-21T21:00:00 | 0.3462
2020-04-21T22:00:00 | 0.33509
2020-04-21T23:00:00 | 0.21393
2020-04-22T00:00:00 | 0.27487
2020-04-22T01:00:00 | 0.13989
2020-04-22T02:00:00 | 0.33543
2020-04-22T03:00:00 | 0.34019
2020-04-22T04:00:00 | 0.15225
2020-04-22T05:00:00 | 0.23966
2020-04-22T06:00:00 | 0.2501
2020-04-22T07:00:00 | 0.10893
2020-04-22T08:00:00 | 0.40434
2020-04-22T09:00:00 | 0.26735
2020-04-22T10:00:00 | 0.23323
2020-04-22T11:00:00 | 0.26539
2020-04-22T12:00:00 | 0.12385
2020-04-22T13:00:00 | 0.15921
2020-04-22T14:00:00 | 0.2211
2020-04-22T15:00:00 | 0.41379
2020-04-22T16:00:00 | 0.32575
2020-04-22T17:00:00 | 0.14369
2020-04-22T18:00:00 | 0.2555
2020-04-22T19:00:00 | 0.23617
2020-04-22T20:00:00 | 0.17423
2020-04-22T21:00:00 | 0.20505
2020-04-22T22:00:00 | 0.15858
2020-04-22T23:00:00 | 0.25838
2020-04-23T00:00:00 | 0.21391
2020-04-23T01:00:00 | 0.34412
2020-04-23T02:00:00 | 0.17525
2020-04-23T03:00:00 | 0.14672
2020-04-23T04:00:00 | 0.17715
2020-04-23T05:00:00 | 0.226
2020-04-23T06:00:00 | 0.42206
2020-04-23T07:00:00 | 0.40741
2020-04-23T08:00:00 | 0.12388
2020-04-23T09:00:00 | 0.10986
2020-04-23T10:00:00 | 0.25127
2020-04-23T11:00:00 | 0.29964
2020-04-23T12:00:00 | 0.407
2020-04-23T13:00:00 | 0.40809
2020-04-23T14:00:00 | 0.12803
2020-04-23T15:00:00 | 0.29594
2020-04-23T16:00:00 | 0.13281
2020-04-23T17:00:00 | 0.29961
2020-04-23T18:00:00 | 0.18633
2020-04-23T19:00:00 | 0.16364
2020-04-23T20:00:00 | 0.41263
2020-04-23T21:00:00 | 0.1405
2020-04-23T22:00:00 | 0.30417
2020-04-23T23:00:00 | 0.39515
2020-04-24T00:00:00 | 0.24255
2020-04-24T01:00:00 | 0.32054
2020-04-24T02:00:00 | 0.29286
2020-04-24T03:00:00 | 0.29125
2020-04-24T04:00:00 | 0.13734
2020-04-24T05:00:00 | 0.36547
2020-04-24T06:00:00 | 0.12122
2020-04-24T07:00:00 | 0.10254
2020-04-24T08:00:00 | 0.23205
2020-04-24T09:00:00 | 0.14999
2020-04-24T10:00:00 | 0.25472
2020-04-24T11:00:00 | 0.16582
2020-04-24T12:00:00 | 0.18648
2020-04-24T13:00:00 | 0.14955
2020-04-24T14:00:00 | 0.26853
2020-04-24T15:00:00 | 0.33654
2020-04-24T16:00:00 | 0.3096
2020-04-24T17:00:00 | 0.19199
2020-04-24T18:00:00 | 0.19665
2020-04-24T19:00:00 | 0.2738
2020-04-24T20:00:00 | 0.21704
2020-04-24T21:00:00 | 0.3755
2020-04-24T22:00:00 | 0.31646
2020-04-24T23:00:00 | 0.34163
2020-04-25T00:00:00 | 0.4137
2020-04-25T01:00:00 | 0.34683
2020-04-25T02:00:00 | 0.21067
2020-04-25T03:00:00 | 0.20594
2020-04-25T04:00:00 | 0.11939
2020-04-25T05:00:00 | 0.167
2020-04-25T06:00:00 | 0.12432
2020-04-25T07:00:00 | 0.33909
2020-04-25T08:00:00 | 0.17054
2020-04-25T09:00:00 | 0.30373
2020-04-25T10:00:00 | 0.38239
2020-04-25T11:00:00 | 0.31624
2020-04-25T12:00:00 | 0.12111
2020-04-25T13:00:00 | 0.22272
2020-04-25T14:00:00 | 0.34427
2020-04-25T15:00:00 | 0.36067
2020-04-25T16:00:00 | 0.12479
2020-04-25T17:00:00 | 0.39446
2020-04-25T18:00:00 | 0.37709
2020-04-25T19:00:00 | 0.22891
2020-04-25T20:00:00 | 0.17266
2020-04-25T21:00:00 | 0.13328
2020-04-25T22:00:00 | 0.14452
2020-04-25T23:00:00 | 0.24463
2020-04-26T00:00:00 | 0.21597
2020-04-26T01:00:00 | 0.12179
2020-04-26T02:00:00 | 0.29071
2020-04-26T03:00:00 | 0.30358
2020-04-26T04:00:00 | 0.26863
2020-04-26T05:00:00 | 0.16736
2020-04-26T06:00:00 | 0.11455
2020-04-26T07:00:00 | 0.28565
2020-04-26T08:00:00 | 0.19208
2020-04-26T09:00:00 | 0.10409
2020-04-26T10:00:00 | 0.26361
2020-04-26T11:00:00 | 0.23988
2020-04-26T12:00:00 | 0.10593
2020-04-26T13:00:00 | 0.34148
2020-04-26T14:00:00 | 0.31657
2020-04-26T15:00:00 | 0.11995
2020-04-26T16:00:00 | 0.12292
2020-04-26T17:00:00 | 0.10346
2020-04-26T18:00:00 | 0.158
2020-04-26T19:00:00 | 0.18518
2020-04-26T20:00:00 | 0.12683
2020-04-26T21:00:00 | 0.32999
2020-04-26T22:00:00 | 0.40637
2020-04-26T23:00:00 | 0.39772
2020-04-27T00:00:00 | 0.29724
2020-04-27T01:00:00 | 0.1408
2020-04-27T02:00:00 | 0.26488
2020-04-27T03:00:00 | 0.22036
2020-04-27T04:00:00 | 0.38883
2020-04-27T05:00:00 | 0.25903
2020-04-27T06:00:00 | 0.13
2020-04-27T07:00:00 | 0.24454
2020-04-27T08:00:00 | 0.24323
2020-04-27T09:00:00 | 0.32869
2020-04-27T10:00:00 | 0.23864
2020-04-27T11:00:00 | 0.31591
2020-04-27T12:00:00 | 0.18891
2020-04-27T13:00:00 | 0.20799
2020-04-27T14:00:00 | 0.34606
2020-04-27T15:00:00 | 0.40795
2020-04-27T16:00:00 | 0.40359
2020-04-27T17:00:00 | 0.16076
2020-04-27T18:00:00 | 0.18792
2020-04-27T19:00:00 | 0.37592
2020-04-27T20:00:00 | 0.31257
2020-04-27T21:00:00 | 0.26434
2020-04-27T22:00:00 | 0.42136
2020-04-27T23:00:00 | 0.11011
2020-04-28T00:00:00 | 0.16264
2020-04-28T01:00:00 | 0.36291
2020-04-28T02:00:00 | 0.32605
2020-04-28T03:00:00 | 0.22412
2020-04-28T04:00:00 | 0.17973
2020-04-28T05:00:00 | 0.29517
2020-04-28T06:00:00 | 0.1546
2020-04-28T07:00:00 | 0.30029
2020-04-28T08:00:00 | 0.25254
2020-04-28T09:00:00 | 0.10082
2020-04-28T10:00:00 | 0.37731
2020-04-28T11:00:00 | 0.15576
2020-04-28T12:00:00 | 0.34256
2020-04-28T13:00:00 | 0.23905
2020-04-28T14:00:00 | 0.3973
2020-04-28T15:00:00 | 0.27102
2020-04-28T16:00:00 | 0.22617
2020-04-28T17:00:00 | 0.11793
2020-04-28T18:00:00 | 0.1463
2020-04-28T19:00:00 | 0.16699
2020-04-28T20:00:00 | 0.36548
2020-04-28T21:00:00 | 0.13955
2020-04-28T22:00:00 | 0.25567
2020-04-28T23:00:00 | 0.12107
2020-04-29T00:00:00 | 0.10954
2020-04-29T01:00:00 | 0.16908
2020-04-29T02:00:00 | 0.29118
2020-04-29T03:00:00 | 0.38461
2020-04-29T04:00:00 | 0.27391
2020-04-29T05:00:00 | 0.34604
2020-04-29T06:00:00 | 0.36621
2020-04-29T07:00:00 | 0.11689
2020-04-29T08:00:00 | 0.3366
2020-04-29T09:00:00 | 0.11218
2020-04-29T10:00:00 | 0.19655
2020-04-29T11:00:00 | 0.12941
2020-04-29T12:00:00 | 0.31015
2020-04-29T13:00:00 | 0.36206
2020-04-29T14:00:00 | 0.30427
2020-04-29T15:00:00 | 0.13481
2020-04-29T16:00:00 | 0.17626
2020-04-29T17:00:00 | 0.29446
2020-04-29T18:00:00 | 0.12566
2020-04-29T19:00:00 | 0.33092
2020-04-29T20:00:00 | 0.23679
2020-04-29T21:00:00 | 0.2983
2020-04-29T22:00:00 | 0.15649
2020-04-29T23:00:00 | 0.20579
2020-04-30T00:00:00 | 0.3686
2020-04-30T01:00:00 | 0.111
2020-04-30T02:00:00 | 0.20698
2020-04-30T03:00:00 | 0.39533
2020-04-30T04:00:00 | 0.42953
2020-04-30T05:00:00 | 0.15899
2020-04-30T06:00:00 | 0.43151
2020-04-30T07:00:00 | 0.42902
2020-04-30T08:00:00 | 0.12957
2020-04-30T09:00:00 | 0.18789
2020-04-30T10:00:00 | 0.23748
2020-04-30T11:00:00 | 0.17126
2020-04-30T12:00:00 | 0.3318
2020-04-30T13:00:00 | 0.19606
2020-04-30T14:00:00 | 0.10815
2020-04-30T15:00:00 | 0.30933
2020-04-30T16:00:00 | 0.36476
2020-04-30T17:00:00 | 0.23446
2020-04-30T18:00:00 | 0.41692
2020-04-30T19:00:00 | 0.30297
2020-04-30T20:00:00 | 0.2294
2020-04-30T21:00:00 | 0.365
2020-04-30T22:00:00 | 0.27371
2020-04-30T23:00:00 | 0.42805
2020-05-01T00:00:00 | 0.20926
2020-05-01T01:00:00 | 0.40815
2020-05-01T02:00:00 | 0.40196
2020-05-01T03:00:00 | 0.2994
2020-05-01T04:00:00 | 0.36959
2020-05-01T05:00:00 | 0.12077
2020-05-01T06:00:00 | 0.31583
2020-05-01T07:00:00 | 0.13406
2020-05-01T08:00:00 | 0.40856
2020-05-01T09:00:00 | 0.35509
2020-05-01T10:00:00 | 0.11307
2020-05-01T11:00:00 | 0.14077
2020-05-01T12:00:00 | 0.1815
2020-05-01T13:00:00 | 0.11468
2020-05-01T14:00:00 | 0.35621
2020-05-01T15:00:00 | 0.31372
2020-05-01T16:00:00 | 0.21531
2020-05-01T17:00:00 | 0.18597
2020-05-01T18:00:00 | 0.32329
2020-05-01T19:00:00 | 0.11049
2020-05-01T20:00:00 | 0.23501
2020-05-01T21:00:00 | 0.19663
2020-05-01T22:00:00 | 0.20186
2020-05-01T23:00:00 | 0.33676
2020-05-02T00:00:00 | 0.24532
2020-05-02T01:00:00 | 0.33735
2020-05-02T02:00:00 | 0.36118
2020-05-02T03:00:00 | 0.13242
2020-05-02T04:00:00 | 0.30069
2020-05-02T05:00:00 | 0.34074
2020-05-02T06:00:00 | 0.21778
2020-05-02T07:00:00 | 0.35978
2020-05-02T08:00:00 | 0.10408
2020-05-02T09:00:00 | 0.32575
2020-05-02T10:00:00 | 0.30117
2020-05-02T11:00:00 | 0.37079
2020-05-02T12:00:00 | 0.13464
2020-05-02T13:00:00 | 0.17383
2020-05-02T14:00:00 | 0.40041
2020-05-02T15:00:00 | 0.40835
2020-05-02T16:00:00 | 0.40603
2020-05-02T17:00:00 | 0.41915
2020-05-02T18:00:00 | 0.19379
2020-05-02T19:00:00 | 0.17481
2020-05-02T20:00:00 | 0.2998
2020-05-02T21:00:00 | 0.28915
2020-05-02T22:00:00 | 0.41371
2020-05-02T23:00:00 | 0.21299
2020-05-03T00:00:00 | 0.38185
2020-05-03T01:00:00 | 0.25943
2020-05-03T02:00:00 | 0.32358
2020-05-03T03:00:00 | 0.36355
2020-05-03T04:00:00 | 0.40274
2020-05-03T05:00:00 | 0.30564
2020-05-03T06:00:00 | 0.2849
2020-05-03T07:00:00 | 0.40399
2020-05-03T08:00:00 | 0.17418
2020-05-03T09:00:00 | 0.23476
2020-05-03T10:00:00 | 0.21923
2020-05-03T11:00:00 | 0.4011
2020-05-03T12:00:00 | 0.16231
2020-05-03T13:00:00 | 0.14456
2020-05-03T14:00:00 | 0.31899
2020-05-03T15:00:00 | 0.2873
2020-05-03T16:00:00 | 0.2926
2020-05-03T17:00:00 | 0.15391
2020-05-03T18:00:00 | 0.33254
2020-05-03T19:00:00 | 0.28866
2020-05-03T20:00:00 | 0.28941
2020-05-03T21:00:00 | 0.36786
2020-05-03T22:00:00 | 0.26494
2020-05-03T23:00:00 | 0.40027
2020-05-04T00:00:00 | 0.32529
2020-05-04T01:00:00 | 0.1817
2020-05-04T02:00:00 | 0.3073
2020-05-04T03:00:00 | 0.14471
2020-05-04T04:00:00 | 0.19214
2020-05-04T05:00:00 | 0.10096
2020-05-04T06:00:00 | 0.39555
2020-05-04T07:00:00 | 0.24099
2020-05-04T08:00:00 | 0.31362
2020-05-04T09:00:00 | 0.28801
2020-05-04T10:00:00 | 0.10517
2020-05-04T11:00:00 | 0.37276
2020-05-04T12:00:00 | 0.36031
2020-05-04T13:00:00 | 0.339
2020-05-04T14:00:00 | 0.33138
2020-05-04T15:00:00 | 0.16841
2020-05-04T16:00:00 | 0.24551
2020-05-04T17:00:00 | 0.10713
2020-05-04T18:00:00 | 0.13959
2020-05-04T19:00:00 | 0.10817
2020-05-04T20:00:00 | 0.15708
2020-05-04T21:00:00 | 0.36923
2020-05-04T22:00:00 | 0.10538
2020-05-04T23:00:00 | 0.24927
2020-05-05T00:00:00 | 0.38828
2020-05-05T01:00:00 | 0.1125
2020-05-05T02:00:00 | 0.24643
2020-05-05T03:00:00 | 0.17985
2020-05-05T04:00:00 | 0.10415
2020-05-05T05:00:00 | 0.23737
2020-05-05T06:00:00 | 0.41159
2020-05-05T07:00:00 | 0.16775
2020-05-05T08:00:00 | 0.24177
2020-05-05T09:00:00 | 0.27391
2020-05-05T10:00:00 | 0.18316
2020-05-05T11:00:00 | 0.39317
2020-05-05T12:00:00 | 0.21633
2020-05-05T13:00:00 | 0.11869
2020-05-05T14:00:00 | 0.11037
2020-05-05T15:00:00 | 0.35739
2020-05-05T16:00:00 | 0.2286
2020-05-05T17:00:00 | 0.30617
2020-05-05T18:00:00 | 0.38419
2020-05-05T19:00:00 | 0.12103
2020-05-05T20:00:00 | 0.18361
2020-05-05T21:00:00 | 0.34745
2020-05-05T22:00:00 | 0.36226
2020-05-05T23:00:00 | 0.33723
2020-05-06T00:00:00 | 0.43284
2020-05-06T01:00:00 | 0.23045
2020-05-06T02:00:00 | 0.12057
2020-05-06T03:00:00 | 0.39464
2020-05-06T04:00:00 | 0.27251
2020-05-06T05:00:00 | 0.27154
2020-05-06T06:00:00 | 0.25014
2020-05-06T07:00:00 | 0.37198
2020-05-06T08:00:00 | 0.34292
2020-05-06T09:00:00 | 0.28932
2020-05-06T10:00:00 | 0.1435
2020-05-06T11:00:00 | 0.33459
2020-05-06T12:00:00 | 0.35539
2020-05-06T13:00:00 | 0.13388
2020-05-06T14:00:00 | 0.19922
2020-05-06T15:00:00 | 0.14115
2020-05-06T16:00:00 | 0.31456
2020-05-06T17:00:00 | 0.13138
2020-05-06T18:00:00 | 0.15434
2020-05-06T19:00:00 | 0.40769
2020-05-06T20:00:00 | 0.40287
2020-05-06T21:00:00 | 0.30472
2020-05-06T22:00:00 | 0.34494
2020-05-06T23:00:00 | 0.11164
2020-05-07T00:00:00 | 0.36676
2020-05-07T01:00:00 | 0.39651
2020-05-07T02:00:00 | 0.28856
2020-05-07T03:00:00 | 0.39195
2020-05-07T04:00:00 | 0.13268
2020-05-07T05:00:00 | 0.28254
2020-05-07T06:00:00 | 0.43134
2020-05-07T07:00:00 | 0.22594
2020-05-07T08:00:00 | 0.28236
2020-05-07T09:00:00 | 0.36471
2020-05-07T10:00:00 | 0.29865
2020-05-07T11:00:00 | 0.25507
2020-05-07T12:00:00 | 0.25863
2020-05-07T13:00:00 | 0.39017
2020-05-07T14:00:00 | 0.22932
2020-05-07T15:00:00 | 0.43056
2020-05-07T16:00:00 | 0.38048
2020-05-07T17:00:00 | 0.23456
2020-05-07T18:00:00 | 0.36514
2020-05-07T19:00:00 | 0.18071
2020-05-07T20:00:00 | 0.40701
2020-05-07T21:00:00 | 0.27226
2020-05-07T22:00:00 | 0.23578
2020-05-07T23:00:00 | 0.19712
2020-05-08T00:00:00 | 0.43065
2020-05-08T01:00:00 | 0.3122
2020-05-08T02:00:00 | 0.40914
2020-05-08T03:00:00 | 0.12703
2020-05-08T04:00:00 | 0.10643
2020-05-08T05:00:00 | 0.1616
2020-05-08T06:00:00 | 0.17873
2020-05-08T07:00:00 | 0.20487
2020-05-08T08:00:00 | 0.31883
2020-05-08T09:00:00 | 0.40718
2020-05-08T10:00:00 | 0.12017
2020-05-08T11:00:00 | 0.34702
2020-05-08T12:00:00 | 0.38402
2020-05-08T13:00:00 | 0.23776
2020-05-08T14:00:00 | 0.35497
2020-05-08T15:00:00 | 0.29295
2020-05-08T16:00:00 | 0.18979
2020-05-08T17:00:00 | 0.42964
2020-05-08T18:00:00 | 0.25922
2020-05-08T19:00:00 | 0.35107
2020-05-08T20:00:00 | 0.30655
2020-05-08T21:00:00 | 0.21826
2020-05-08T22:00:00 | 0.31462
2020-05-08T23:00:00 | 0.175
2020-05-09T00:00:00 | 0.37827
2020-05-09T01:00:00 | 0.37359
2020-05-09T02:00:00 | 0.31223
2020-05-09T03:00:00 | 0.26003
2020-05-09T04:00:00 | 0.11705
2020-05-09T05:00:00 | 0.42276
2020-05-09T06:00:00 | 0.27089
2020-05-09T07:00:00 | 0.3054
2020-05-09T08:00:00 | 0.26056
2020-05-09T09:00:00 | 0.17033
2020-05-09T10:00:00 | 0.42512
2020-05-09T11:00:00 | 0.36743
2020-05-09T12:00:00 | 0.3917
2020-05-09T13:00:00 | 0.25165
2020-05-09T14:00:00 | 0.30198
2020-05-09T15:00:00 | 0.14616
2020-05-09T16:00:00 | 0.23782
2020-05-09T17:00:00 | 0.35006
2020-05-09T18:00:00 | 0.27377
2020-05-09T19:00:00 | 0.1862
2020-05-09T20:00:00 | 0.21543
2020-05-09T21:00:00 | 0.26815
2020-05-09T22:00:00 | 0.25629
2020-05-09T23:00:00 | 0.20631
2020-05-10T00:00:00 | 0.19152
2020-05-10T01:00:00 | 0.4281
2020-05-10T02:00:00 | 0.39613
2020-05-10T03:00:00 | 0.32099
2020-05-10T04:00:00 | 0.38664
2020-05-10T05:00:00 | 0.30622
2020-05-10T06:00:00 | 0.29505
2020-05-10T07:00:00 | 0.11361
2020-05-10T08:00:00 | 0.23495
2020-05-10T09:00:00 | 0.41734
2020-05-10T10:00:00 | 0.43119
2020-05-10T11:00:00 | 0.4249
2020-05-10T12:00:00 | 0.23566
2020-05-10T13:00:00 | 0.17696
2020-05-10T14:00:00 | 0.30628
2020-05-10T15:00:00 | 0.39246
2020-05-10T16:00:00 | 0.34268
2020-05-10T17:00:00 | 0.27712
2020-05-10T18:00:00 | 0.39975
2020-05-10T19:00:00 | 0.28117
2020-05-10T20:00:00 | 0.32475
2020-05-10T21:00:00 | 0.29858
2020-05-10T22:00:00 | 0.16935
2020-05-10T23:00:00 | 0.18252
2020-05-11T00:00:00 | 0.36383
2020-05-11T01:00:00 | 0.34334
2020-05-11T02:00:00 | 0.17362
2020-05-11T03:00:00 | 0.33855
2020-05-11T04:00:00 | 0.3706
2020-05-11T05:00:00 | 0.2689
2020-05-11T06:00:00 | 0.37882
2020-05-11T07:00:00 | 0.21219
2020-05-11T08:00:00 | 0.26819
2020-05-11T09:00:00 | 0.14461
2020-05-11T10:00:00 | 0.37149
2020-05-11T11:00:00 | 0.27717
2020-05-11T12:00:00 | 0.43056
2020-05-11T13:00:00 | 0.10958
2020-05-11T14:00:00 | 0.31301
2020-05-11T15:00:00 | 0.25724
2020-05-11T16:00:00 | 0.34091
2020-05-11T17:00:00 | 0.15676
2020-05-11T18:00:00 | 0.11311
2020-05-11T19:00:00 | 0.1645
2020-05-11T20:00:00 | 0.40251
2020-05-11T21:00:00 | 0.22755
2020-05-11T22:00:00 | 0.27203
2020-05-11T23:00:00 | 0.18698
2020-05-12T00:00:00 | 0.23227
2020-05-12T01:00:00 | 0.38728
2020-05-12T02:00:00 | 0.2012
2020-05-12T03:00:00 | 0.31604
2020-05-12T04:00:00 | 0.14988
2020-05-12T05:00:00 | 0.28855
2020-05-12T06:00:00 | 0.34662
2020-05-12T07:00:00 | 0.32148
2020-05-12T08:00:00 | 0.41036
2020-05-12T09:00:00 | 0.29476
2020-05-12T10:00:00 | 0.24463
2020-05-12T11:00:00 | 0.37013
2020-05-12T12:00:00 | 0.41876
2020-05-12T13:00:00 | 0.3703
2020-05-12T14:00:00 | 0.37302
2020-05-12T15:00:00 | 0.29269
2020-05-12T16:00:00 | 0.19693
2020-05-12T17:00:00 | 0.31895
2020-05-12T18:00:00 | 0.11989
2020-05-12T19:00:00 | 0.35488
2020-05-12T20:00:00 | 0.42555
2020-05-12T21:00:00 | 0.32342
2020-05-12T22:00:00 | 0.18241
2020-05-12T23:00:00 | 0.12129
2020-05-13T00:00:00 | 0.31211
2020-05-13T01:00:00 | 0.16021
2020-05-13T02:00:00 | 0.14399
2020-05-13T03:00:00 | 0.35942
2020-05-13T04:00:00 | 0.42602
2020-05-13T05:00:00 | 0.20476
2020-05-13T06:00:00 | 0.29246
2020-05-13T07:00:00 | 0.37135
2020-05-13T08:00:00 | 0.37909
2020-05-13T09:00:00 | 0.32221
2020-05-13T10:00:00 | 0.16559
2020-05-13T11:00:00 | 0.24077
2020-05-13T12:00:00 | 0.18008
2020-05-13T13:00:00 | 0.41944
2020-05-13T14:00:00 | 0.3184
2020-05-13T15:00:00 | 0.21813
2020-05-13T16:00:00 | 0.10215
2020-05-13T17:00:00 | 0.11511
2020-05-13T18:00:00 | 0.39959
2020-05-13T19:00:00 | 0.34353
2020-05-13T20:00:00 | 0.23232
2020-05-13T21:00:00 | 0.3697
2020-05-13T22:00:00 | 0.17809
2020-05-13T23:00:00 | 0.35121
2020-05-14T00:00:00 | 0.1065
2020-05-14T01:00:00 | 0.2118
2020-05-14T02:00:00 | 0.25613
2020-05-14T03:00:00 | 0.21108
2020-05-14T04:00:00 | 0.43156
2020-05-14T05:00:00 | 0.37639
2020-05-14T06:00:00 | 0.39466
2020-05-14T07:00:00 | 0.26636
2020-05-14T08:00:00 | 0.28909
2020-05-14T09:00:00 | 0.12908
2020-05-14T10:00:00 | 0.33909
2020-05-14T11:00:00 | 0.2732
2020-05-14T12:00:00 | 0.3994
2020-05-14T13:00:00 | 0.27856
2020-05-14T14:00:00 | 0.18927
2020-05-14T15:00:00 | 0.42869
2020-05-14T16:00:00 | 0.39409
2020-05-14T17:00:00 | 0.23988
2020-05-14T18:00:00 | 0.10044
2020-05-14T19:00:00 | 0.38706
2020-05-14T20:00:00 | 0.11591
2020-05-14T21:00:00 | 0.32983
2020-05-14T22:00:00 | 0.20053
2020-05-14T23:00:00 | 0.25465
2020-05-15T00:00:00 | 0.34721
2020-05-15T01:00:00 | 0.1223
2020-05-15T02:00:00 | 0.29577
2020-05-15T03:00:00 | 0.34096
2020-05-15T04:00:00 | 0.36756
2020-05-15T05:00:00 | 0.36152
2020-05-15T06:00:00 | 0.14602
2020-05-15T07:00:00 | 0.34666
2020-05-15T08:00:00 | 0.39436
2020-05-15T09:00:00 | 0.25666
2020-05-15T10:00:00 | 0.17463
2020-05-15T11:00:00 | 0.30925
2020-05-15T12:00:00 | 0.13051
2020-05-15T13:00:00 | 0.41627
2020-05-15T14:00:00 | 0.12926
2020-05-15T15:00:00 | 0.24539
2020-05-15T16:00:00 | 0.26229
2020-05-15T17:00:00 | 0.21209
2020-05-15T18:00:00 | 0.22616
2020-05-15T19:00:00 | 0.31607
2020-05-15T20:00:00 | 0.3927
2020-05-15T21:00:00 | 0.21509
2020-05-15T22:00:00 | 0.27771
2020-05-15T23:00:00 | 0.16305
2020-05-16T00:00:00 | 0.35827
2020-05-16T01:00:00 | 0.14805
2020-05-16T02:00:00 | 0.28863
2020-05-16T03:00:00 | 0.16099
2020-05-16T04:00:00 | 0.26683
2020-05-16T05:00:00 | 0.27255
2020-05-16T06:00:00 | 0.15018
2020-05-16T07:00:00 | 0.18803
2020-05-16T08:00:00 | 0.16347
2020-05-16T09:00:00 | 0.12938
2020-05-16T10:00:00 | 0.15904
2020-05-16T11:00:00 | 0.26187
2020-05-16T12:00:00 | 0.32972
2020-05-16T13:00:00 | 0.17574
2020-05-16T14:00:00 | 0.12837
2020-05-16T15:00:00 | 0.10625
2020-05-16T16:00:00 | 0.20612
2020-05-16T17:00:00 | 0.22422
2020-05-16T18:00:00 | 0.12941
2020-05-16T19:00:00 | 0.10132
2020-05-16T20:00:00 | 0.15971
2020-05-16T21:00:00 | 0.22057
2020-05-16T22:00:00 | 0.34621
2020-05-16T23:00:00 | 0.39757
2020-05-17T00:00:00 | 0.17552
2020-05-17T01:00:00 | 0.38234
2020-05-17T02:00:00 | 0.23292
2020-05-17T03:00:00 | 0.41707
2020-05-17T04:00:00 | 0.26262
2020-05-17T05:00:00 | 0.14797
2020-05-17T06:00:00 | 0.23122
2020-05-17T07:00:00 | 0.3429
2020-05-17T08:00:00 | 0.13581
2020-05-17T09:00:00 | 0.28495
2020-05-17T10:00:00 | 0.24022
2020-05-17T11:00:00 | 0.10148
2020-05-17T12:00:00 | 0.21691
2020-05-17T13:00:00 | 0.12159
2020-05-17T14:00:00 | 0.18458
2020-05-17T15:00:00 | 0.35986
2020-05-17T16:00:00 | 0.36371
2020-05-17T17:00:00 | 0.1377
2020-05-17T18:00:00 | 0.20082
2020-05-17T19:00:00 | 0.39552
2020-05-17T20:00:00 | 0.18646
2020-05-17T21:00:00 | 0.15011
2020-05-17T22:00:00 | 0.1975
2020-05-17T23:00:00 | 0.21041
2020-05-18T00:00:00 | 0.13746
2020-05-18T01:00:00 | 0.24074
2020-05-18T02:00:00 | 0.3111
2020-05-18T03:00:00 | 0.23468
2020-05-18T04:00:00 | 0.20002
2020-05-18T05:00:00 | 0.3467
2020-05-18T06:00:00 | 0.21025
2020-05-18T07:00:00 | 0.2483
2020-05-18T08:00:00 | 0.41836
2020-05-18T09:00:00 | 0.20798
2020-05-18T10:00:00 | 0.163
2020-05-18T11:00:00 | 0.30894
2020-05-18T12:00:00 | 0.19586
2020-05-18T13:00:00 | 0.1567
2020-05-18T14:00:00 | 0.30557
2020-05-18T15:00:00 | 0.32703
2020-05-18T16:00:00 | 0.23637
2020-05-18T17:00:00 | 0.20693
2020-05-18T18:00:00 | 0.28247
2020-05-18T19:00:00 | 0.34371
2020-05-18T20:00:00 | 0.41705
2020-05-18T21:00:00 | 0.22087
2020-05-18T22:00:00 | 0.4064
2020-05-18T23:00:00 | 0.32772
2020-05-19T00:00:00 | 0.12834
2020-05-19T01:00:00 | 0.32174
2020-05-19T02:00:00 | 0.35142
2020-05-19T03:00:00 | 0.25716
2020-05-19T04:00:00 | 0.2916
2020-05-19T05:00:00 | 0.4296
2020-05-19T06:00:00 | 0.28989
2020-05-19T07:00:00 | 0.16947
2020-05-19T08:00:00 | 0.14078
2020-05-19T09:00:00 | 0.28582
2020-05-19T10:00:00 | 0.39526
2020-05-19T11:00:00 | 0.13111
2020-05-19T12:00:00 | 0.13378
2020-05-19T13:00:00 | 0.43218
2020-05-19T14:00:00 | 0.16493
2020-05-19T15:00:00 | 0.33621
2020-05-19T16:00:00 | 0.28819
2020-05-19T17:00:00 | 0.18566
2020-05-19T18:00:00 | 0.12807
2020-05-19T19:00:00 | 0.24845
2020-05-19T20:00:00 | 0.2818
2020-05-19T21:00:00 | 0.15869
2020-05-19T22:00:00 | 0.41672
2020-05-19T23:00:00 | 0.11863
2020-05-20T00:00:00 | 0.43284
2020-05-20T01:00:00 | 0.39052
2020-05-20T02:00:00 | 0.36398
2020-05-20T03:00:00 | 0.39915
2020-05-20T04:00:00 | 0.42477
2020-05-20T05:00:00 | 0.19149
2020-05-20T06:00:00 | 0.42112
2020-05-20T07:00:00 | 0.33755
2020-05-20T08:00:00 | 0.10963
2020-05-20T09:00:00 | 0.3671
2020-05-20T10:00:00 | 0.11333
2020-05-20T11:00:00 | 0.12411
2020-05-20T12:00:00 | 0.40904
2020-05-20T13:00:00 | 0.40372
2020-05-20T14:00:00 | 0.2725
2020-05-20T15:00:00 | 0.40521
2020-05-20T16:00:00 | 0.40545
2020-05-20T17:00:00 | 0.13499
2020-05-20T18:00:00 | 0.182
2020-05-20T19:00:00 | 0.4106
2020-05-20T20:00:00 | 0.40619
2020-05-20T21:00:00 | 0.19525
2020-05-20T22:00:00 | 0.1498
2020-05-20T23:00:00 | 0.35833
2020-05-21T00:00:00 | 0.28517
2020-05-21T01:00:00 | 0.26279
2020-05-21T02:00:00 | 0.20897
2020-05-21T03:00:00 | 0.16821
2020-05-21T04:00:00 | 0.34552
2020-05-21T05:00:00 | 0.34916
2020-05-21T06:00:00 | 0.16804
2020-05-21T07:00:00 | 0.3451
2020-05-21T08:00:00 | 0.34245
2020-05-21T09:00:00 | 0.41148
2020-05-21T10:00:00 | 0.2064
2020-05-21T11:00:00 | 0.38986
2020-05-21T12:00:00 | 0.35124
2020-05-21T13:00:00 | 0.28526
2020-05-21T14:00:00 | 0.34667
2020-05-21T15:00:00 | 0.18395
2020-05-21T16:00:00 | 0.18487
2020-05-21T17:00:00 | 0.25481
2020-05-21T18:00:00 | 0.2982
2020-05-21T19:00:00 | 0.23259
2020-05-21T20:00:00 | 0.27307
2020-05-21T21:00:00 | 0.33862
2020-05-21T22:00:00 | 0.31277
2020-05-21T23:00:00 | 0.17346
2020-05-22T00:00:00 | 0.31256
2020-05-22T01:00:00 | 0.16724
2020-05-22T02:00:00 | 0.20853
2020-05-22T03:00:00 | 0.28427
2020-05-22T04:00:00 | 0.39421
2020-05-22T05:00:00 | 0.13204
2020-05-22T06:00:00 | 0.43329
2020-05-22T07:00:00 | 0.3061
2020-05-22T08:00:00 | 0.14999
2020-05-22T09:00:00 | 0.38157
2020-05-22T10:00:00 | 0.40925
2020-05-22T11:00:00 | 0.14275
2020-05-22T12:00:00 | 0.11727
2020-05-22T13:00:00 | 0.12323
2020-05-22T14:00:00 | 0.16776
2020-05-22T15:00:00 | 0.32228
2020-05-22T16:00:00 | 0.42117
2020-05-22T17:00:00 | 0.18013
2020-05-22T18:00:00 | 0.23
2020-05-22T19:00:00 | 0.18667
2020-05-22T20:00:00 | 0.15591
2020-05-22T21:00:00 | 0.11675
2020-05-22T22:00:00 | 0.39054
2020-05-22T23:00:00 | 0.33777
2020-05-23T00:00:00 | 0.24146
2020-05-23T01:00:00 | 0.23036
2020-05-23T02:00:00 | 0.34281
2020-05-23T03:00:00 | 0.38682
2020-05-23T04:00:00 | 0.20581
2020-05-23T05:00:00 | 0.26254
2020-05-23T06:00:00 | 0.37326
2020-05-23T07:00:00 | 0.34014
2020-05-23T08:00:00 | 0.16017
2020-05-23T09:00:00 | 0.37169
2020-05-23T10:00:00 | 0.28579
2020-05-23T11:00:00 | 0.21004
2020-05-23T12:00:00 | 0.39502
2020-05-23T13:00:00 | 0.13668
2020-05-23T14:00:00 | 0.10122
2020-05-23T15:00:00 | 0.2924
2020-05-23T16:00:00 | 0.35636
2020-05-23T17:00:00 | 0.10514
2020-05-23T18:00:00 | 0.34564
2020-05-23T19:00:00 | 0.21555
2020-05-23T20:00:00 | 0.30212
2020-05-23T21:00:00 | 0.28498
2020-05-23T22:00:00 | 0.16342
2020-05-23T23:00:00 | 0.20583
2020-05-24T00:00:00 | 0.25778
2020-05-24T01:00:00 | 0.25887
2020-05-24T02:00:00 | 0.23322
2020-05-24T03:00:00 | 0.36691
2020-05-24T04:00:00 | 0.20345
2020-05-24T05:00:00 | 0.34068
2020-05-24T06:00:00 | 0.12094
2020-05-24T07:00:00 | 0.33914
2020-05-24T08:00:00 | 0.11032
2020-05-24T09:00:00 | 0.39199
2020-05-24T10:00:00 | 0.30556
2020-05-24T11:00:00 | 0.19933
2020-05-24T12:00:00 | 0.36098
2020-05-24T13:00:00 | 0.25365
2020-05-24T14:00:00 | 0.38907
2020-05-24T15:00:00 | 0.11939
2020-05-24T16:00:00 | 0.4045
2020-05-24T17:00:00 | 0.22966
2020-05-24T18:00:00 | 0.37249
2020-05-24T19:00:00 | 0.20906
2020-05-24T20:00:00 | 0.40813
2020-05-24T21:00:00 | 0.13818
2020-05-24T22:00:00 | 0.2835
2020-05-24T23:00:00 | 0.31487
2020-05-25T00:00:00 | 0.33585
2020-05-25T01:00:00 | 0.17261
2020-05-25T02:00:00 | 0.4331
2020-05-25T03:00:00 | 0.16166
2020-05-25T04:00:00 | 0.40876
2020-05-25T05:00:00 | 0.25472
2020-05-25T06:00:00 | 0.38598
2020-05-25T07:00:00 | 0.38784
2020-05-25T08:00:00 | 0.39003
2020-05-25T09:00:00 | 0.37693
2020-05-25T10:00:00 | 0.12001
2020-05-25T11:00:00 | 0.29443
2020-05-25T12:00:00 | 0.19513
2020-05-25T13:00:00 | 0.23551
2020-05-25T14:00:00 | 0.38447
2020-05-25T15:00:00 | 0.33014
2020-05-25T16:00:00 | 0.34962
2020-05-25T17:00:00 | 0.24286
2020-05-25T18:00:00 | 0.38463
2020-05-25T19:00:00 | 0.27713
2020-05-25T20:00:00 | 0.37704
2020-05-25T21:00:00 | 0.10572
2020-05-25T22:00:00 | 0.18457
2020-05-25T23:00:00 | 0.40583
2020-05-26T00:00:00 | 0.22519
2020-05-26T01:00:00 | 0.39318
2020-05-26T02:00:00 | 0.41835
2020-05-26T03:00:00 | 0.17152
2020-05-26T04:00:00 | 0.11247
2020-05-26T05:00:00 | 0.26751
2020-05-26T06:00:00 | 0.11275
2020-05-26T07:00:00 | 0.32505
2020-05-26T08:00:00 | 0.37396
2020-05-26T09:00:00 | 0.3973
2020-05-26T10:00:00 | 0.23789
2020-05-26T11:00:00 | 0.10386
2020-05-26T12:00:00 | 0.3757
2020-05-26T13:00:00 | 0.37938
2020-05-26T14:00:00 | 0.19909
2020-05-26T15:00:00 | 0.32045
2020-05-26T16:00:00 | 0.1382
2020-05-26T17:00:00 | 0.25062
2020-05-26T18:00:00 | 0.41187
2020-05-26T19:00:00 | 0.35237
2020-05-26T20:00:00 | 0.30424
2020-05-26T21:00:00 | 0.27497
2020-05-26T22:00:00 | 0.37191
2020-05-26T23:00:00 | 0.36456
2020-05-27T00:00:00 | 0.10688
2020-05-27T01:00:00 | 0.31783
2020-05-27T02:00:00 | 0.22289
2020-05-27T03:00:00 | 0.37513
2020-05-27T04:00:00 | 0.16161
2020-05-27T05:00:00 | 0.40554
2020-05-27T06:00:00 | 0.19409
2020-05-27T07:00:00 | 0.36391
2020-05-27T08:00:00 | 0.29949
2020-05-27T09:00:00 | 0.30096
2020-05-27T10:00:00 | 0.16651
2020-05-27T11:00:00 | 0.38027
2020-05-27T12:00:00 | 0.33836
2020-05-27T13:00:00 | 0.38024
2020-05-27T14:00:00 | 0.32015
2020-05-27T15:00:00 | 0.28106
2020-05-27T16:00:00 | 0.20807
2020-05-27T17:00:00 | 0.34021
2020-05-27T18:00:00 | 0.10677
2020-05-27T19:00:00 | 0.15429
2020-05-27T20:00:00 | 0.29295
2020-05-27T21:00:00 | 0.232
2020-05-27T22:00:00 | 0.11736
2020-05-27T23:00:00 | 0.20886
2020-05-28T00:00:00 | 0.3787
2020-05-28T01:00:00 | 0.10223
2020-05-28T02:00:00 | 0.28146
2020-05-28T03:00:00 | 0.40655
2020-05-28T04:00:00 | 0.1624
2020-05-28T05:00:00 | 0.16424
2020-05-28T06:00:00 | 0.20307
2020-05-28T07:00:00 | 0.19042
2020-05-28T08:00:00 | 0.18727
2020-05-28T09:00:00 | 0.1728
2020-05-28T10:00:00 | 0.16824
2020-05-28T11:00:00 | 0.27994
2020-05-28T12:00:00 | 0.42428
2020-05-28T13:00:00 | 0.40388
2020-05-28T14:00:00 | 0.39305
2020-05-28T15:00:00 | 0.17051
2020-05-28T16:00:00 | 0.25076
2020-05-28T17:00:00 | 0.2913
2020-05-28T18:00:00 | 0.30673
2020-05-28T19:00:00 | 0.346
2020-05-28T20:00:00 | 0.24222
2020-05-28T21:00:00 | 0.10773
2020-05-28T22:00:00 | 0.42421
2020-05-28T23:00:00 | 0.1813
2020-05-29T00:00:00 | 0.21702
2020-05-29T01:00:00 | 0.38339
2020-05-29T02:00:00 | 0.21097
2020-05-29T03:00:00 | 0.37586
2020-05-29T04:00:00 | 0.14745
2020-05-29T05:00:00 | 0.43031
2020-05-29T06:00:00 | 0.30608
2020-05-29T07:00:00 | 0.24564
2020-05-29T08:00:00 | 0.16727
2020-05-29T09:00:00 | 0.29844
2020-05-29T10:00:00 | 0.16516
2020-05-29T11:00:00 | 0.17888
2020-05-29T12:00:00 | 0.12573
2020-05-29T13:00:00 | 0.37177
2020-05-29T14:00:00 | 0.1511
2020-05-29T15:00:00 | 0.31788
2020-05-29T16:00:00 | 0.3118
2020-05-29T17:00:00 | 0.32888
2020-05-29T18:00:00 | 0.2716
2020-05-29T19:00:00 | 0.38146
2020-05-29T20:00:00 | 0.11691
2020-05-29T21:00:00 | 0.2066
2020-05-29T22:00:00 | 0.27265
2020-05-29T23:00:00 | 0.23308
2020-05-30T00:00:00 | 0.22831
2020-05-30T01:00:00 | 0.16582
2020-05-30T02:00:00 | 0.42819
2020-05-30T03:00:00 | 0.30925
2020-05-30T04:00:00 | 0.32431
2020-05-30T05:00:00 | 0.26253
2020-05-30T06:00:00 | 0.22039
2020-05-30T07:00:00 | 0.14668
2020-05-30T08:00:00 | 0.27068
2020-05-30T09:00:00 | 0.39778
2020-05-30T10:00:00 | 0.17635
2020-05-30T11:00:00 | 0.26714
2020-05-30T12:00:00 | 0.1714
2020-05-30T13:00:00 | 0.29698
2020-05-30T14:00:00 | 0.24378
2020-05-30T15:00:00 | 0.23441
2020-05-30T16:00:00 | 0.34811
2020-05-30T17:00:00 | 0.12784
2020-05-30T18:00:00 | 0.23545
2020-05-30T19:00:00 | 0.21953
2020-05-30T20:00:00 | 0.24055
2020-05-30T21:00:00 | 0.13613
2020-05-30T22:00:00 | 0.16258
2020-05-30T23:00:00 | 0.29641
2020-05-31T00:00:00 | 0.20847
2020-05-31T01:00:00 | 0.38855
2020-05-31T02:00:00 | 0.35801
2020-05-31T03:00:00 | 0.12511
2020-05-31T04:00:00 | 0.13291
2020-05-31T05:00:00 | 0.26728
2020-05-31T06:00:00 | 0.34419
2020-05-31T07:00:00 | 0.31182
2020-05-31T08:00:00 | 0.16942
2020-05-31T09:00:00 | 0.37297
2020-05-31T10:00:00 | 0.16883
2020-05-31T11:00:00 | 0.1729
2020-05-31T12:00:00 | 0.31914
2020-05-31T13:00:00 | 0.42361
2020-05-31T14:00:00 | 0.13708
2020-05-31T15:00:00 | 0.41342
2020-05-31T16:00:00 | 0.12299
2020-05-31T17:00:00 | 0.22657
2020-05-31T18:00:00 | 0.36799
2020-05-31T19:00:00 | 0.40587
2020-05-31T20:00:00 | 0.33823
2020-05-31T21:00:00 | 0.43098
2020-05-31T22:00:00 | 0.11584
2020-05-31T23:00:00 | 0.23403
2020-06-01T00:00:00 | 0.16126
2020-06-01T01:00:00 | 0.32184
2020-06-01T02:00:00 | 0.40651
2020-06-01T03:00:00 | 0.20802
2020-06-01T04:00:00 | 0.33851
2020-06-01T05:00:00 | 0.432
2020-06-01T06:00:00 | 0.2737
2020-06-01T07:00:00 | 0.11006
2020-06-01T08:00:00 | 0.29542
2020-06-01T09:00:00 | 0.32517
2020-06-01T10:00:00 | 0.11377
2020-06-01T11:00:00 | 0.37716
2020-06-01T12:00:00 | 0.25069
2020-06-01T13:00:00 | 0.41468
2020-06-01T14:00:00 | 0.33776
2020-06-01T15:00:00 | 0.21772
2020-06-01T16:00:00 | 0.2875
2020-06-01T17:00:00 | 0.42526
2020-06-01T18:00:00 | 0.36683
2020-06-01T19:00:00 | 0.27393
2020-06-01T20:00:00 | 0.28292
2020-06-01T21:00:00 | 0.37338
2020-06-01T22:00:00 | 0.13898
2020-06-01T23:00:00 | 0.33638
2020-06-02T00:00:00 | 0.24515
2020-06-02T01:00:00 | 0.21773
2020-06-02T02:00:00 | 0.25967
2020-06-02T03:00:00 | 0.11528
2020-06-02T04:00:00 | 0.17353
2020-06-02T05:00:00 | 0.30646
2020-06-02T06:00:00 | 0.24371
2020-06-02T07:00:00 | 0.2049
2020-06-02T08:00:00 | 0.30805
2020-06-02T09:00:00 | 0.16888
2020-06-02T10:00:00 | 0.27507
2020-06-02T11:00:00 | 0.20983
2020-06-02T12:00:00 | 0.38028
2020-06-02T13:00:00 | 0.278
2020-06-02T14:00:00 | 0.36282
2020-06-02T15:00:00 | 0.3379
2020-06-02T16:00:00 | 0.11062
2020-06-02T17:00:00 | 0.12902
2020-06-02T18:00:00 | 0.36097
2020-06-02T19:00:00 | 0.14012
2020-06-02T20:00:00 | 0.11915
2020-06-02T21:00:00 | 0.37274
2020-06-02T22:00:00 | 0.13825
2020-06-02T23:00:00 | 0.16775
2020-06-03T00:00:00 | 0.11856
2020-06-03T01:00:00 | 0.11116
2020-06-03T02:00:00 | 0.33299
2020-06-03T03:00:00 | 0.37372
2020-06-03T04:00:00 | 0.28203
2020-06-03T05:00:00 | 0.34114
2020-06-03T06:00:00 | 0.34562
2020-06-03T07:00:00 | 0.29891
2020-06-03T08:00:00 | 0.1488
2020-06-03T09:00:00 | 0.14084
2020-06-03T10:00:00 | 0.16361
2020-06-03T11:00:00 | 0.22421
2020-06-03T12:00:00 | 0.3887
2020-06-03T13:00:00 | 0.24697
2020-06-03T14:00:00 | 0.1071
2020-06-03T15:00:00 | 0.10674
2020-06-03T16:00:00 | 0.27231
2020-06-03T17:00:00 | 0.37612
2020-06-03T18:00:00 | 0.30669
2020-06-03T19:00:00 | 0.13357
2020-06-03T20:00:00 | 0.23989
2020-06-03T21:00:00 | 0.38796
2020-06-03T22:00:00 | 0.19581
2020-06-03T23:00:00 | 0.32563
2020-06-04T00:00:00 | 0.17906
2020-06-04T01:00:00 | 0.39496
2020-06-04T02:00:00 | 0.30842
2020-06-04T03:00:00 | 0.20459
2020-06-04T04:00:00 | 0.38004
2020-06-04T05:00:00 | 0.34343
2020-06-04T06:00:00 | 0.36274
2020-06-04T07:00:00 | 0.24068
2020-06-04T08:00:00 | 0.30166
2020-06-04T09:00:00 | 0.3483
2020-06-04T10:00:00 | 0.30377
2020-06-04T11:00:00 | 0.37374
2020-06-04T12:00:00 | 0.42837
2020-06-04T13:00:00 | 0.37192
2020-06-04T14:00:00 | 0.34163
2020-06-04T15:00:00 | 0.16812
2020-06-04T16:00:00 | 0.1766
2020-06-04T17:00:00 | 0.14291
2020-06-04T18:00:00 | 0.39162
2020-06-04T19:00:00 | 0.3213
2020-06-04T20:00:00 | 0.34325
2020-06-04T21:00:00 | 0.21545
2020-06-04T22:00:00 | 0.32666
2020-06-04T23:00:00 | 0.29873
2020-06-05T00:00:00 | 0.27008
2020-06-05T01:00:00 | 0.12701
2020-06-05T02:00:00 | 0.23356
2020-06-05T03:00:00 | 0.28161
2020-06-05T04:00:00 | 0.29759
2020-06-05T05:00:00 | 0.28479
2020-06-05T06:00:00 | 0.41445
2020-06-05T07:00:00 | 0.3709
2020-06-05T08:00:00 | 0.18439
2020-06-05T09:00:00 | 0.42024
2020-06-05T10:00:00 | 0.12733
2020-06-05T11:00:00 | 0.32716
2020-06-05T12:00:00 | 0.17782
2020-06-05T13:00:00 | 0.14944
2020-06-05T14:00:00 | 0.16799
2020-06-05T15:00:00 | 0.28025
2020-06-05T16:00:00 | 0.2374
2020-06-05T17:00:00 | 0.39326
2020-06-05T18:00:00 | 0.41508
2020-06-05T19:00:00 | 0.42545
2020-06-05T20:00:00 | 0.39233
2020-06-05T21:00:00 | 0.42962
2020-06-05T22:00:00 | 0.11737
2020-06-05T23:00:00 | 0.12112
2020-06-06T00:00:00 | 0.23789
2020-06-06T01:00:00 | 0.18501
2020-06-06T02:00:00 | 0.22718
2020-06-06T03:00:00 | 0.16129
2020-06-06T04:00:00 | 0.12324
2020-06-06T05:00:00 | 0.22151
2020-06-06T06:00:00 | 0.27676
2020-06-06T07:00:00 | 0.23942
2020-06-06T08:00:00 | 0.25638
2020-06-06T09:00:00 | 0.31414
2020-06-06T10:00:00 | 0.36695
2020-06-06T11:00:00 | 0.2486
2020-06-06T12:00:00 | 0.42751
2020-06-06T13:00:00 | 0.38911
2020-06-06T14:00:00 | 0.24539
2020-06-06T15:00:00 | 0.23594
2020-06-06T16:00:00 | 0.38524
2020-06-06T17:00:00 | 0.33821
2020-06-06T18:00:00 | 0.20644
2020-06-06T19:00:00 | 0.29174
2020-06-06T20:00:00 | 0.37335
2020-06-06T21:00:00 | 0.24915
2020-06-06T22:00:00 | 0.29898
2020-06-06T23:00:00 | 0.33016
2020-06-07T00:00:00 | 0.24683
2020-06-07T01:00:00 | 0.394
2020-06-07T02:00:00 | 0.26106
2020-06-07T03:00:00 | 0.40554
2020-06-07T04:00:00 | 0.12141
2020-06-07T05:00:00 | 0.16922
2020-06-07T06:00:00 | 0.11057
2020-06-07T07:00:00 | 0.10256
2020-06-07T08:00:00 | 0.26525
2020-06-07T09:00:00 | 0.42801
2020-06-07T10:00:00 | 0.12205
2020-06-07T11:00:00 | 0.30862
2020-06-07T12:00:00 | 0.18977
2020-06-07T13:00:00 | 0.30916
2020-06-07T14:00:00 | 0.17866
2020-06-07T15:00:00 | 0.24103
2020-06-07T16:00:00 | 0.21137
2020-06-07T17:00:00 | 0.29076
2020-06-07T18:00:00 | 0.15791
2020-06-07T19:00:00 | 0.33173
2020-06-07T20:00:00 | 0.27275
2020-06-07T21:00:00 | 0.27263
2020-06-07T22:00:00 | 0.28486
2020-06-07T23:00:00 | 0.19569
2020-06-08T00:00:00 | 0.10078
2020-06-08T01:00:00 | 0.1847
2020-06-08T02:00:00 | 0.20512
2020-06-08T03:00:00 | 0.17852
2020-06-08T04:00:00 | 0.20941
2020-06-08T05:00:00 | 0.2692
2020-06-08T06:00:00 | 0.41117
2020-06-08T07:00:00 | 0.37547
2020-06-08T08:00:00 | 0.22864
2020-06-08T09:00:00 | 0.20283
2020-06-08T10:00:00 | 0.21374
2020-06-08T11:00:00 | 0.31834
2020-06-08T12:00:00 | 0.36298
2020-06-08T13:00:00 | 0.27572
2020-06-08T14:00:00 | 0.32392
2020-06-08T15:00:00 | 0.20866
2020-06-08T16:00:00 | 0.14595
2020-06-08T17:00:00 | 0.41805
2020-06-08T18:00:00 | 0.33982
2020-06-08T19:00:00 | 0.34243
2020-06-08T20:00:00 | 0.37661
2020-06-08T21:00:00 | 0.42014
2020-06-08T22:00:00 | 0.29943
2020-06-08T23:00:00 | 0.36719
2020-06-09T00:00:00 | 0.22327
2020-06-09T01:00:00 | 0.1231
2020-06-09T02:00:00 | 0.18447
2020-06-09T03:00:00 | 0.2488
2020-06-09T04:00:00 | 0.18831
2020-06-09T05:00:00 | 0.24214
2020-06-09T06:00:00 | 0.1837
2020-06-09T07:00:00 | 0.25464
2020-06-09T08:00:00 | 0.31281
2020-06-09T09:00:00 | 0.23377
2020-06-09T10:00:00 | 0.38963
2020-06-09T11:00:00 | 0.27761
2020-06-09T12:00:00 | 0.10153
2020-06-09T13:00:00 | 0.13662
2020-06-09T14:00:00 | 0.30885
2020-06-09T15:00:00 | 0.24061
2020-06-09T16:00:00 | 0.21215
2020-06-09T17:00:00 | 0.34027
2020-06-09T18:00:00 | 0.3221
2020-06-09T19:00:00 | 0.2584
2020-06-09T20:00:00 | 0.38224
2020-06-09T21:00:00 | 0.23702
2020-06-09T22:00:00 | 0.36952
2020-06-09T23:00:00 | 0.1879
2020-06-10T00:00:00 | 0.14307
2020-06-10T01:00:00 | 0.36436
2020-06-10T02:00:00 | 0.38912
2020-06-10T03:00:00 | 0.14837
2020-06-10T04:00:00 | 0.14698
2020-06-10T05:00:00 | 0.27486
2020-06-10T06:00:00 | 0.23915
2020-06-10T07:00:00 | 0.40929
2020-06-10T08:00:00 | 0.25659
2020-06-10T09:00:00 | 0.13863
2020-06-10T10:00:00 | 0.25144
2020-06-10T11:00:00 | 0.12182
2020-06-10T12:00:00 | 0.11196
2020-06-10T13:00:00 | 0.14656
2020-06-10T14:00:00 | 0.15961
2020-06-10T15:00:00 | 0.34619
2020-06-10T16:00:00 | 0.3397
2020-06-10T17:00:00 | 0.12456
2020-06-10T18:00:00 | 0.30854
2020-06-10T19:00:00 | 0.40751
2020-06-10T20:00:00 | 0.3508
2020-06-10T21:00:00 | 0.2218
2020-06-10T22:00:00 | 0.38221
2020-06-10T23:00:00 | 0.14907
2020-06-11T00:00:00 | 0.25573
2020-06-11T01:00:00 | 0.32963
2020-06-11T02:00:00 | 0.39518
2020-06-11T03:00:00 | 0.39721
2020-06-11T04:00:00 | 0.17003
2020-06-11T05:00:00 | 0.11815
2020-06-11T06:00:00 | 0.2346
2020-06-11T07:00:00 | 0.25315
2020-06-11T08:00:00 | 0.1942
2020-06-11T09:00:00 | 0.35255
2020-06-11T10:00:00 | 0.41927
2020-06-11T11:00:00 | 0.2971
2020-06-11T12:00:00 | 0.21678
2020-06-11T13:00:00 | 0.19567
2020-06-11T14:00:00 | 0.18656
2020-06-11T15:00:00 | 0.39816
2020-06-11T16:00:00 | 0.10884
2020-06-11T17:00:00 | 0.19258
2020-06-11T18:00:00 | 0.10551
2020-06-11T19:00:00 | 0.30992
2020-06-11T20:00:00 | 0.34833
2020-06-11T21:00:00 | 0.276
2020-06-11T22:00:00 | 0.16921
2020-06-11T23:00:00 | 0.13185
2020-06-12T00:00:00 | 0.39534
2020-06-12T01:00:00 | 0.15741
2020-06-12T02:00:00 | 0.25648
2020-06-12T03:00:00 | 0.24285
2020-06-12T04:00:00 | 0.37168
2020-06-12T05:00:00 | 0.27621
2020-06-12T06:00:00 | 0.23446
2020-06-12T07:00:00 | 0.29753
2020-06-12T08:00:00 | 0.28785
2020-06-12T09:00:00 | 0.30233
2020-06-12T10:00:00 | 0.35075
2020-06-12T11:00:00 | 0.17048
2020-06-12T12:00:00 | 0.26437
2020-06-12T13:00:00 | 0.24791
2020-06-12T14:00:00 | 0.23667
2020-06-12T15:00:00 | 0.39617
2020-06-12T16:00:00 | 0.42784
2020-06-12T17:00:00 | 0.10151
2020-06-12T18:00:00 | 0.33838
2020-06-12T19:00:00 | 0.31429
2020-06-12T20:00:00 | 0.35309
2020-06-12T21:00:00 | 0.35482
2020-06-12T22:00:00 | 0.40269
2020-06-12T23:00:00 | 0.14736
2020-06-13T00:00:00 | 0.37941
2020-06-13T01:00:00 | 0.11976
2020-06-13T02:00:00 | 0.38347
2020-06-13T03:00:00 | 0.26789
2020-06-13T04:00:00 | 0.13822
2020-06-13T05:00:00 | 0.38967
2020-06-13T06:00:00 | 0.107
2020-06-13T07:00:00 | 0.15067
2020-06-13T08:00:00 | 0.17327
2020-06-13T09:00:00 | 0.43305
2020-06-13T10:00:00 | 0.27398
2020-06-13T11:00:00 | 0.13562
2020-06-13T12:00:00 | 0.17607
2020-06-13T13:00:00 | 0.37297
2020-06-13T14:00:00 | 0.34492
2020-06-13T15:00:00 | 0.34327
2020-06-13T16:00:00 | 0.11744
2020-06-13T17:00:00 | 0.32813
2020-06-13T18:00:00 | 0.37777
2020-06-13T19:00:00 | 0.12043
2020-06-13T20:00:00 | 0.25543
2020-06-13T21:00:00 | 0.19559
2020-06-13T22:00:00 | 0.43094
2020-06-13T23:00:00 | 0.4284
2020-06-14T00:00:00 | 0.12767
2020-06-14T01:00:00 | 0.41503
2020-06-14T02:00:00 | 0.11846
2020-06-14T03:00:00 | 0.37355
2020-06-14T04:00:00 | 0.13033
2020-06-14T05:00:00 | 0.42477
2020-06-14T06:00:00 | 0.34257
2020-06-14T07:00:00 | 0.37666
2020-06-14T08:00:00 | 0.21339
2020-06-14T09:00:00 | 0.17298
2020-06-14T10:00:00 | 0.40493
2020-06-14T11:00:00 | 0.36379
2020-06-14T12:00:00 | 0.19245
2020-06-14T13:00:00 | 0.12885
2020-06-14T14:00:00 | 0.28871
2020-06-14T15:00:00 | 0.25502
2020-06-14T16:00:00 | 0.34435
2020-06-14T17:00:00 | 0.19259
2020-06-14T18:00:00 | 0.17184
2020-06-14T19:00:00 | 0.15765
2020-06-14T20:00:00 | 0.37146
2020-06-14T21:00:00 | 0.30963
2020-06-14T22:00:00 | 0.16005
2020-06-14T23:00:00 | 0.10015
2020-06-15T00:00:00 | 0.17771
2020-06-15T01:00:00 | 0.15252
2020-06-15T02:00:00 | 0.21261
2020-06-15T03:00:00 | 0.19831
2020-06-15T04:00:00 | 0.39158
2020-06-15T05:00:00 | 0.37357
2020-06-15T06:00:00 | 0.28115
2020-06-15T07:00:00 | 0.20424
2020-06-15T08:00:00 | 0.36639
2020-06-15T09:00:00 | 0.23238
2020-06-15T10:00:00 | 0.38718
2020-06-15T11:00:00 | 0.36628
2020-06-15T12:00:00 | 0.19129
2020-06-15T13:00:00 | 0.27291
2020-06-15T14:00:00 | 0.42984
2020-06-15T15:00:00 | 0.10875
2020-06-15T16:00:00 | 0.27457
2020-06-15T17:00:00 | 0.23257
2020-06-15T18:00:00 | 0.42639
2020-06-15T19:00:00 | 0.23525
2020-06-15T20:00:00 | 0.14939
2020-06-15T21:00:00 | 0.27701
2020-06-15T22:00:00 | 0.22267
2020-06-15T23:00:00 | 0.42696
2020-06-16T00:00:00 | 0.42857
2020-06-16T01:00:00 | 0.19448
2020-06-16T02:00:00 | 0.39992
2020-06-16T03:00:00 | 0.21091
2020-06-16T04:00:00 | 0.4314
2020-06-16T05:00:00 | 0.26362
2020-06-16T06:00:00 | 0.14801
2020-06-16T07:00:00 | 0.42292
2020-06-16T08:00:00 | 0.4219
2020-06-16T09:00:00 | 0.36196
2020-06-16T10:00:00 | 0.29796
2020-06-16T11:00:00 | 0.25655
2020-06-16T12:00:00 | 0.23956
2020-06-16T13:00:00 | 0.17133
2020-06-16T14:00:00 | 0.23293
2020-06-16T15:00:00 | 0.30993
2020-06-16T16:00:00 | 0.28004
2020-06-16T17:00:00 | 0.27101
2020-06-16T18:00:00 | 0.25207
2020-06-16T19:00:00 | 0.33862
2020-06-16T20:00:00 | 0.4213
2020-06-16T21:00:00 | 0.12151
2020-06-16T22:00:00 | 0.40683
2020-06-16T23:00:00 | 0.23426
2020-06-17T00:00:00 | 0.39138
2020-06-17T01:00:00 | 0.39157
2020-06-17T02:00:00 | 0.36474
2020-06-17T03:00:00 | 0.40763
2020-06-17T04:00:00 | 0.24606
2020-06-17T05:00:00 | 0.41117
2020-06-17T06:00:00 | 0.26027
2020-06-17T07:00:00 | 0.1107
2020-06-17T08:00:00 | 0.36696
2020-06-17T09:00:00 | 0.30473
2020-06-17T10:00:00 | 0.10421
2020-06-17T11:00:00 | 0.16502
2020-06-17T12:00:00 | 0.32786
2020-06-17T13:00:00 | 0.26676
2020-06-17T14:00:00 | 0.20954
2020-06-17T15:00:00 | 0.42784
2020-06-17T16:00:00 | 0.40081
2020-06-17T17:00:00 | 0.17782
2020-06-17T18:00:00 | 0.42866
2020-06-17T19:00:00 | 0.1985
2020-06-17T20:00:00 | 0.29602
2020-06-17T21:00:00 | 0.33738
2020-06-17T22:00:00 | 0.2432
2020-06-17T23:00:00 | 0.31144
2020-06-18T00:00:00 | 0.19441
2020-06-18T01:00:00 | 0.32106
2020-06-18T02:00:00 | 0.32417
2020-06-18T03:00:00 | 0.15201
2020-06-18T04:00:00 | 0.39511
2020-06-18T05:00:00 | 0.14048
2020-06-18T06:00:00 | 0.17338
2020-06-18T07:00:00 | 0.35103
2020-06-18T08:00:00 | 0.25214
2020-06-18T09:00:00 | 0.26963
2020-06-18T10:00:00 | 0.40974
2020-06-18T11:00:00 | 0.37028
2020-06-18T12:00:00 | 0.29517
2020-06-18T13:00:00 | 0.22758
2020-06-18T14:00:00 | 0.11133
2020-06-18T15:00:00 | 0.27644
2020-06-18T16:00:00 | 0.382
2020-06-18T17:00:00 | 0.26747
2020-06-18T18:00:00 | 0.21654
2020-06-18T19:00:00 | 0.33494
2020-06-18T20:00:00 | 0.27451
2020-06-18T21:00:00 | 0.40313
2020-06-18T22:00:00 | 0.116
2020-06-18T23:00:00 | 0.3026
2020-06-19T00:00:00 | 0.40798
2020-06-19T01:00:00 | 0.13364
2020-06-19T02:00:00 | 0.37838
2020-06-19T03:00:00 | 0.10566
2020-06-19T04:00:00 | 0.42616
2020-06-19T05:00:00 | 0.14927
2020-06-19T06:00:00 | 0.10172
2020-06-19T07:00:00 | 0.19653
2020-06-19T08:00:00 | 0.13618
2020-06-19T09:00:00 | 0.37161
2020-06-19T10:00:00 | 0.20056
2020-06-19T11:00:00 | 0.2455
2020-06-19T12:00:00 | 0.13113
2020-06-19T13:00:00 | 0.24606
2020-06-19T14:00:00 | 0.40489
2020-06-19T15:00:00 | 0.36371
2020-06-19T16:00:00 | 0.18023
2020-06-19T17:00:00 | 0.40105
2020-06-19T18:00:00 | 0.21423
2020-06-19T19:00:00 | 0.17741
2020-06-19T20:00:00 | 0.23577
2020-06-19T21:00:00 | 0.20623
2020-06-19T22:00:00 | 0.37677
2020-06-19T23:00:00 | 0.3971
2020-06-20T00:00:00 | 0.1491
2020-06-20T01:00:00 | 0.33526
2020-06-20T02:00:00 | 0.37971
2020-06-20T03:00:00 | 0.28609
2020-06-20T04:00:00 | 0.36185
2020-06-20T05:00:00 | 0.31383
2020-06-20T06:00:00 | 0.10844
2020-06-20T07:00:00 | 0.33262
2020-06-20T08:00:00 | 0.36929
2020-06-20T09:00:00 | 0.1415
2020-06-20T10:00:00 | 0.42398
2020-06-20T11:00:00 | 0.4095
2020-06-20T12:00:00 | 0.25565
2020-06-20T13:00:00 | 0.38352
2020-06-20T14:00:00 | 0.24741
2020-06-20T15:00:00 | 0.40216
2020-06-20T16:00:00 | 0.39213
2020-06-20T17:00:00 | 0.2251
2020-06-20T18:00:00 | 0.15731
2020-06-20T19:00:00 | 0.41428
2020-06-20T20:00:00 | 0.43299
2020-06-20T21:00:00 | 0.27257
2020-06-20T22:00:00 | 0.21103
2020-06-20T23:00:00 | 0.14677
2020-06-21T00:00:00 | 0.37028
2020-06-21T01:00:00 | 0.26787
2020-06-21T02:00:00 | 0.31807
2020-06-21T03:00:00 | 0.26195
2020-06-21T04:00:00 | 0.17077
2020-06-21T05:00:00 | 0.28322
2020-06-21T06:00:00 | 0.38984
2020-06-21T07:00:00 | 0.30028
2020-06-21T08:00:00 | 0.43247
2020-06-21T09:00:00 | 0.36981
2020-06-21T10:00:00 | 0.316
2020-06-21T11:00:00 | 0.16024
2020-06-21T12:00:00 | 0.29821
2020-06-21T13:00:00 | 0.1998
2020-06-21T14:00:00 | 0.22579
2020-06-21T15:00:00 | 0.32228
2020-06-21T16:00:00 | 0.20611
2020-06-21T17:00:00 | 0.25108
2020-06-21T18:00:00 | 0.41882
2020-06-21T19:00:00 | 0.15672
2020-06-21T20:00:00 | 0.37871
2020-06-21T21:00:00 | 0.13389
2020-06-21T22:00:00 | 0.3757
2020-06-21T23:00:00 | 0.12148
2020-06-22T00:00:00 | 0.11661
2020-06-22T01:00:00 | 0.3045
2020-06-22T02:00:00 | 0.10351
2020-06-22T03:00:00 | 0.30831
2020-06-22T04:00:00 | 0.13709
2020-06-22T05:00:00 | 0.3306
2020-06-22T06:00:00 | 0.34912
2020-06-22T07:00:00 | 0.34103
2020-06-22T08:00:00 | 0.27304
2020-06-22T09:00:00 | 0.29724
2020-06-22T10:00:00 | 0.37119
2020-06-22T11:00:00 | 0.30544
2020-06-22T12:00:00 | 0.29755
2020-06-22T13:00:00 | 0.41987
2020-06-22T14:00:00 | 0.2222
2020-06-22T15:00:00 | 0.22527
2020-06-22T16:00:00 | 0.31473
2020-06-22T17:00:00 | 0.28295
2020-06-22T18:00:00 | 0.15448
2020-06-22T19:00:00 | 0.30683
2020-06-22T20:00:00 | 0.34936
2020-06-22T21:00:00 | 0.25212
2020-06-22T22:00:00 | 0.41659
2020-06-22T23:00:00 | 0.12943
2020-06-23T00:00:00 | 0.16195
2020-06-23T01:00:00 | 0.32666
2020-06-23T02:00:00 | 0.22878
2020-06-23T03:00:00 | 0.23273
2020-06-23T04:00:00 | 0.43169
2020-06-23T05:00:00 | 0.29876
2020-06-23T06:00:00 | 0.41508
2020-06-23T07:00:00 | 0.33875
2020-06-23T08:00:00 | 0.28664
2020-06-23T09:00:00 | 0.36535
2020-06-23T10:00:00 | 0.37601
2020-06-23T11:00:00 | 0.19538
2020-06-23T12:00:00 | 0.40969
2020-06-23T13:00:00 | 0.38742
2020-06-23T14:00:00 | 0.17767
2020-06-23T15:00:00 | 0.10731
2020-06-23T16:00:00 | 0.24268
2020-06-23T17:00:00 | 0.31248
2020-06-23T18:00:00 | 0.41204
2020-06-23T19:00:00 | 0.32105
2020-06-23T20:00:00 | 0.34153
2020-06-23T21:00:00 | 0.3879
2020-06-23T22:00:00 | 0.12432
2020-06-23T23:00:00 | 0.39024
2020-06-24T00:00:00 | 0.32141
2020-06-24T01:00:00 | 0.36181
2020-06-24T02:00:00 | 0.39485
2020-06-24T03:00:00 | 0.15713
2020-06-24T04:00:00 | 0.42685
2020-06-24T05:00:00 | 0.33232
2020-06-24T06:00:00 | 0.25713
2020-06-24T07:00:00 | 0.37709
2020-06-24T08:00:00 | 0.21275
2020-06-24T09:00:00 | 0.18084
2020-06-24T10:00:00 | 0.24329
2020-06-24T11:00:00 | 0.38491
2020-06-24T12:00:00 | 0.31126
2020-06-24T13:00:00 | 0.15876
2020-06-24T14:00:00 | 0.30118
2020-06-24T15:00:00 | 0.24689
2020-06-24T16:00:00 | 0.30537
2020-06-24T17:00:00 | 0.24623
2020-06-24T18:00:00 | 0.31204
2020-06-24T19:00:00 | 0.38174
2020-06-24T20:00:00 | 0.14546
2020-06-24T21:00:00 | 0.18688
2020-06-24T22:00:00 | 0.20217
2020-06-24T23:00:00 | 0.28137
2020-06-25T00:00:00 | 0.38259
2020-06-25T01:00:00 | 0.3614
2020-06-25T02:00:00 | 0.28303
2020-06-25T03:00:00 | 0.12417
2020-06-25T04:00:00 | 0.32103
2020-06-25T05:00:00 | 0.42756
2020-06-25T06:00:00 | 0.26276
2020-06-25T07:00:00 | 0.27898
2020-06-25T08:00:00 | 0.40068
2020-06-25T09:00:00 | 0.36005
2020-06-25T10:00:00 | 0.17424
2020-06-25T11:00:00 | 0.41637
2020-06-25T12:00:00 | 0.15228
2020-06-25T13:00:00 | 0.10835
2020-06-25T14:00:00 | 0.19344
2020-06-25T15:00:00 | 0.2518
2020-06-25T16:00:00 | 0.32561
2020-06-25T17:00:00 | 0.21537
2020-06-25T18:00:00 | 0.27557
2020-06-25T19:00:00 | 0.18631
2020-06-25T20:00:00 | 0.33182
2020-06-25T21:00:00 | 0.22162
2020-06-25T22:00:00 | 0.21994
2020-06-25T23:00:00 | 0.21558
2020-06-26T00:00:00 | 0.42869
2020-06-26T01:00:00 | 0.18867
2020-06-26T02:00:00 | 0.14441
2020-06-26T03:00:00 | 0.34283
2020-06-26T04:00:00 | 0.19687
2020-06-26T05:00:00 | 0.24171
2020-06-26T06:00:00 | 0.41312
2020-06-26T07:00:00 | 0.23094
2020-06-26T08:00:00 | 0.38989
2020-06-26T09:00:00 | 0.38194
2020-06-26T10:00:00 | 0.17365
2020-06-26T11:00:00 | 0.41007
2020-06-26T12:00:00 | 0.24359
2020-06-26T13:00:00 | 0.16416
2020-06-26T14:00:00 | 0.40816
2020-06-26T15:00:00 | 0.35324
2020-06-26T16:00:00 | 0.23118
2020-06-26T17:00:00 | 0.25989
2020-06-26T18:00:00 | 0.12295
2020-06-26T19:00:00 | 0.15111
2020-06-26T20:00:00 | 0.22843
2020-06-26T21:00:00 | 0.15049
2020-06-26T22:00:00 | 0.11124
2020-06-26T23:00:00 | 0.21583
2020-06-27T00:00:00 | 0.15406
2020-06-27T01:00:00 | 0.3587
2020-06-27T02:00:00 | 0.3882
2020-06-27T03:00:00 | 0.16671
2020-06-27T04:00:00 | 0.30836
2020-06-27T05:00:00 | 0.39106
2020-06-27T06:00:00 | 0.33404
2020-06-27T07:00:00 | 0.17535
2020-06-27T08:00:00 | 0.32836
2020-06-27T09:00:00 | 0.19399
2020-06-27T10:00:00 | 0.17484
2020-06-27T11:00:00 | 0.36455
2020-06-27T12:00:00 | 0.16462
2020-06-27T13:00:00 | 0.13733
2020-06-27T14:00:00 | 0.21226
2020-06-27T15:00:00 | 0.24815
2020-06-27T16:00:00 | 0.35689
2020-06-27T17:00:00 | 0.25902
2020-06-27T18:00:00 | 0.34078
2020-06-27T19:00:00 | 0.12626
2020-06-27T20:00:00 | 0.38995
2020-06-27T21:00:00 | 0.20987
2020-06-27T22:00:00 | 0.30578
2020-06-27T23:00:00 | 0.41593
2020-06-28T00:00:00 | 0.2292
2020-06-28T01:00:00 | 0.42646
2020-06-28T02:00:00 | 0.38685
2020-06-28T03:00:00 | 0.10361
2020-06-28T04:00:00 | 0.20704
2020-06-28T05:00:00 | 0.1938
2020-06-28T06:00:00 | 0.2725
2020-06-28T07:00:00 | 0.30552
2020-06-28T08:00:00 | 0.41317
2020-06-28T09:00:00 | 0.11662
2020-06-28T10:00:00 | 0.22882
2020-06-28T11:00:00 | 0.11079
2020-06-28T12:00:00 | 0.16816
2020-06-28T13:00:00 | 0.40483
2020-06-28T14:00:00 | 0.19131
2020-06-28T15:00:00 | 0.41547
2020-06-28T16:00:00 | 0.25742
2020-06-28T17:00:00 | 0.1839
2020-06-28T18:00:00 | 0.28205
2020-06-28T19:00:00 | 0.35403
2020-06-28T20:00:00 | 0.26045
2020-06-28T21:00:00 | 0.15044
2020-06-28T22:00:00 | 0.41619
2020-06-28T23:00:00 | 0.36125
2020-06-29T00:00:00 | 0.1897
2020-06-29T01:00:00 | 0.36806
2020-06-29T02:00:00 | 0.28034
2020-06-29T03:00:00 | 0.3525
2020-06-29T04:00:00 | 0.41087
2020-06-29T05:00:00 | 0.1929
2020-06-29T06:00:00 | 0.11972
2020-06-29T07:00:00 | 0.41194
2020-06-29T08:00:00 | 0.41679
2020-06-29T09:00:00 | 0.3042
2020-06-29T10:00:00 | 0.20921
2020-06-29T11:00:00 | 0.35798
2020-06-29T12:00:00 | 0.33974
2020-06-29T13:00:00 | 0.11959
2020-06-29T14:00:00 | 0.1725
2020-06-29T15:00:00 | 0.23253
2020-06-29T16:00:00 | 0.15417
2020-06-29T17:00:00 | 0.22626
2020-06-29T18:00:00 | 0.37808
2020-06-29T19:00:00 | 0.2157
2020-06-29T20:00:00 | 0.10726
2020-06-29T21:00:00 | 0.4245
2020-06-29T22:00:00 | 0.37968
2020-06-29T23:00:00 | 0.27269
2020-06-30T00:00:00 | 0.29438
2020-06-30T01:00:00 | 0.38784
2020-06-30T02:00:00 | 0.25212
2020-06-30T03:00:00 | 0.1371
2020-06-30T04:00:00 | 0.23199
2020-06-30T05:00:00 | 0.16542
2020-06-30T06:00:00 | 0.39123
2020-06-30T07:00:00 | 0.10856
2020-06-30T08:00:00 | 0.30305
2020-06-30T09:00:00 | 0.11359
2020-06-30T10:00:00 | 0.17085
2020-06-30T11:00:00 | 0.10843
2020-06-30T12:00:00 | 0.20762
2020-06-30T13:00:00 | 0.18845
2020-06-30T14:00:00 | 0.40415
2020-06-30T15:00:00 | 0.12574
2020-06-30T16:00:00 | 0.15975
2020-06-30T17:00:00 | 0.16155
2020-06-30T18:00:00 | 0.15605
2020-06-30T19:00:00 | 0.30804
2020-06-30T20:00:00 | 0.38299
2020-06-30T21:00:00 | 0.37454
2020-06-30T22:00:00 | 0.414
2020-06-30T23:00:00 | 0.23282
2020-07-01T00:00:00 | 0.18267
2020-07-01T01:00:00 | 0.20517
2020-07-01T02:00:00 | 0.24062
2020-07-01T03:00:00 | 0.26642
2020-07-01T04:00:00 | 0.20944
2020-07-01T05:00:00 | 0.24519
2020-07-01T06:00:00 | 0.41011
2020-07-01T07:00:00 | 0.31884
2020-07-01T08:00:00 | 0.34728
2020-07-01T09:00:00 | 0.38564
2020-07-01T10:00:00 | 0.39069
2020-07-01T11:00:00 | 0.16486
2020-07-01T12:00:00 | 0.36593
2020-07-01T13:00:00 | 0.10831
2020-07-01T14:00:00 | 0.23863
2020-07-01T15:00:00 | 0.42469
2020-07-01T16:00:00 | 0.15688
2020-07-01T17:00:00 | 0.14592
2020-07-01T18:00:00 | 0.26006
2020-07-01T19:00:00 | 0.41448
2020-07-01T20:00:00 | 0.21489
2020-07-01T21:00:00 | 0.11754
2020-07-01T22:00:00 | 0.21902
2020-07-01T23:00:00 | 0.24871
2020-07-02T00:00:00 | 0.39837
2020-07-02T01:00:00 | 0.42611
2020-07-02T02:00:00 | 0.34463
2020-07-02T03:00:00 | 0.1024
2020-07-02T04:00:00 | 0.28271
2020-07-02T05:00:00 | 0.18574
2020-07-02T06:00:00 | 0.31326
2020-07-02T07:00:00 | 0.38924
2020-07-02T08:00:00 | 0.29276
2020-07-02T09:00:00 | 0.2392
2020-07-02T10:00:00 | 0.40986
2020-07-02T11:00:00 | 0.38723
2020-07-02T12:00:00 | 0.37969
2020-07-02T13:00:00 | 0.3084
2020-07-02T14:00:00 | 0.2097
2020-07-02T15:00:00 | 0.10772
2020-07-02T16:00:00 | 0.18187
2020-07-02T17:00:00 | 0.1792
2020-07-02T18:00:00 | 0.30369
2020-07-02T19:00:00 | 0.24855
2020-07-02T20:00:00 | 0.33935
2020-07-02T21:00:00 | 0.28167
2020-07-02T22:00:00 | 0.36144
2020-07-02T23:00:00 | 0.42361
2020-07-03T00:00:00 | 0.35758
2020-07-03T01:00:00 | 0.33673
2020-07-03T02:00:00 | 0.29663
2020-07-03T03:00:00 | 0.32428
2020-07-03T04:00:00 | 0.28322
2020-07-03T05:00:00 | 0.21426
2020-07-03T06:00:00 | 0.3922
2020-07-03T07:00:00 | 0.32663
2020-07-03T08:00:00 | 0.25263
2020-07-03T09:00:00 | 0.35627
2020-07-03T10:00:00 | 0.31009
2020-07-03T11:00:00 | 0.31015
2020-07-03T12:00:00 | 0.31046
2020-07-03T13:00:00 | 0.37811
2020-07-03T14:00:00 | 0.23599
2020-07-03T15:00:00 | 0.40761
2020-07-03T16:00:00 | 0.23657
2020-07-03T17:00:00 | 0.36279
2020-07-03T18:00:00 | 0.11832
2020-07-03T19:00:00 | 0.12467
2020-07-03T20:00:00 | 0.39801
2020-07-03T21:00:00 | 0.11557
2020-07-03T22:00:00 | 0.27021
2020-07-03T23:00:00 | 0.17289
2020-07-04T00:00:00 | 0.32097
2020-07-04T01:00:00 | 0.39585
2020-07-04T02:00:00 | 0.37913
2020-07-04T03:00:00 | 0.4216
2020-07-04T04:00:00 | 0.15703
2020-07-04T05:00:00 | 0.34416
2020-07-04T06:00:00 | 0.10296
2020-07-04T07:00:00 | 0.35985
2020-07-04T08:00:00 | 0.37573
2020-07-04T09:00:00 | 0.21897
2020-07-04T10:00:00 | 0.10278
2020-07-04T11:00:00 | 0.11559
2020-07-04T12:00:00 | 0.19828
2020-07-04T13:00:00 | 0.37033
2020-07-04T14:00:00 | 0.3232
2020-07-04T15:00:00 | 0.27421
2020-07-04T16:00:00 | 0.20002
2020-07-04T17:00:00 | 0.10951
2020-07-04T18:00:00 | 0.17256
2020-07-04T19:00:00 | 0.23424
2020-07-04T20:00:00 | 0.16938
2020-07-04T21:00:00 | 0.42036
2020-07-04T22:00:00 | 0.15984
2020-07-04T23:00:00 | 0.38777
2020-07-05T00:00:00 | 0.23186
2020-07-05T01:00:00 | 0.21708
2020-07-05T02:00:00 | 0.40923
2020-07-05T03:00:00 | 0.30888
2020-07-05T04:00:00 | 0.30354
2020-07-05T05:00:00 | 0.41956
2020-07-05T06:00:00 | 0.2818
2020-07-05T07:00:00 | 0.22383
2020-07-05T08:00:00 | 0.17763
2020-07-05T09:00:00 | 0.15115
2020-07-05T10:00:00 | 0.15711
2020-07-05T11:00:00 | 0.40494
2020-07-05T12:00:00 | 0.26135
2020-07-05T13:00:00 | 0.3952
2020-07-05T14:00:00 | 0.3412
2020-07-05T15:00:00 | 0.4032
2020-07-05T16:00:00 | 0.11454
2020-07-05T17:00:00 | 0.22266
2020-07-05T18:00:00 | 0.12912
2020-07-05T19:00:00 | 0.25818
2020-07-05T20:00:00 | 0.19771
2020-07-05T21:00:00 | 0.18753
2020-07-05T22:00:00 | 0.18144
2020-07-05T23:00:00 | 0.18656
2020-07-06T00:00:00 | 0.18914
2020-07-06T01:00:00 | 0.14998
2020-07-06T02:00:00 | 0.19074
2020-07-06T03:00:00 | 0.13597
2020-07-06T04:00:00 | 0.39134
2020-07-06T05:00:00 | 0.3745
2020-07-06T06:00:00 | 0.23753
2020-07-06T07:00:00 | 0.19537
2020-07-06T08:00:00 | 0.28061
2020-07-06T09:00:00 | 0.38368
2020-07-06T10:00:00 | 0.32433
2020-07-06T11:00:00 | 0.14832
2020-07-06T12:00:00 | 0.16105
2020-07-06T13:00:00 | 0.39339
2020-07-06T14:00:00 | 0.12047
2020-07-06T15:00:00 | 0.11597
2020-07-06T16:00:00 | 0.25523
2020-07-06T17:00:00 | 0.22094
2020-07-06T18:00:00 | 0.13937
2020-07-06T19:00:00 | 0.17499
2020-07-06T20:00:00 | 0.14472
2020-07-06T21:00:00 | 0.15628
2020-07-06T22:00:00 | 0.24154
2020-07-06T23:00:00 | 0.23063
2020-07-07T00:00:00 | 0.37619
2020-07-07T01:00:00 | 0.26517
2020-07-07T02:00:00 | 0.33454
2020-07-07T03:00:00 | 0.29985
2020-07-07T04:00:00 | 0.19382
2020-07-07T05:00:00 | 0.13436
2020-07-07T06:00:00 | 0.35273
2020-07-07T07:00:00 | 0.19745
2020-07-07T08:00:00 | 0.12582
2020-07-07T09:00:00 | 0.35563
2020-07-07T10:00:00 | 0.18445
2020-07-07T11:00:00 | 0.27914
2020-07-07T12:00:00 | 0.39846
2020-07-07T13:00:00 | 0.43309
2020-07-07T14:00:00 | 0.39168
2020-07-07T15:00:00 | 0.27758
2020-07-07T16:00:00 | 0.32578
2020-07-07T17:00:00 | 0.15997
2020-07-07T18:00:00 | 0.41434
2020-07-07T19:00:00 | 0.40811
2020-07-07T20:00:00 | 0.37307
2020-07-07T21:00:00 | 0.28522
2020-07-07T22:00:00 | 0.35062
2020-07-07T23:00:00 | 0.13843
2020-07-08T00:00:00 | 0.34142
2020-07-08T01:00:00 | 0.13578
2020-07-08T02:00:00 | 0.23457
2020-07-08T03:00:00 | 0.33587
2020-07-08T04:00:00 | 0.24204
2020-07-08T05:00:00 | 0.18192
2020-07-08T06:00:00 | 0.3667
2020-07-08T07:00:00 | 0.4213
2020-07-08T08:00:00 | 0.27857
2020-07-08T09:00:00 | 0.20684
2020-07-08T10:00:00 | 0.10511
2020-07-08T11:00:00 | 0.42384
2020-07-08T12:00:00 | 0.42855
2020-07-08T13:00:00 | 0.30983
2020-07-08T14:00:00 | 0.42207
2020-07-08T15:00:00 | 0.24805
2020-07-08T16:00:00 | 0.22859
2020-07-08T17:00:00 | 0.28209
2020-07-08T18:00:00 | 0.28839
2020-07-08T19:00:00 | 0.29709
2020-07-08T20:00:00 | 0.35883
2020-07-08T21:00:00 | 0.15735
2020-07-08T22:00:00 | 0.29502
2020-07-08T23:00:00 | 0.1688
2020-07-09T00:00:00 | 0.26422
2020-07-09T01:00:00 | 0.2663
2020-07-09T02:00:00 | 0.1981
2020-07-09T03:00:00 | 0.17903
2020-07-09T04:00:00 | 0.25577
2020-07-09T05:00:00 | 0.14599
2020-07-09T06:00:00 | 0.24452
2020-07-09T07:00:00 | 0.21376
2020-07-09T08:00:00 | 0.41936
2020-07-09T09:00:00 | 0.16008
2020-07-09T10:00:00 | 0.31775
2020-07-09T11:00:00 | 0.37528
2020-07-09T12:00:00 | 0.11299
2020-07-09T13:00:00 | 0.35078
2020-07-09T14:00:00 | 0.23189
2020-07-09T15:00:00 | 0.24588
2020-07-09T16:00:00 | 0.34671
2020-07-09T17:00:00 | 0.1274
2020-07-09T18:00:00 | 0.34611
2020-07-09T19:00:00 | 0.34513
2020-07-09T20:00:00 | 0.19381
2020-07-09T21:00:00 | 0.28005
2020-07-09T22:00:00 | 0.40952
2020-07-09T23:00:00 | 0.25282
2020-07-10T00:00:00 | 0.27351
2020-07-10T01:00:00 | 0.26083
2020-07-10T02:00:00 | 0.2506
2020-07-10T03:00:00 | 0.3316
2020-07-10T04:00:00 | 0.35246
2020-07-10T05:00:00 | 0.40077
2020-07-10T06:00:00 | 0.30674
2020-07-10T07:00:00 | 0.18236
2020-07-10T08:00:00 | 0.27493
2020-07-10T09:00:00 | 0.22007
2020-07-10T10:00:00 | 0.36933
2020-07-10T11:00:00 | 0.31213
2020-07-10T12:00:00 | 0.30285
2020-07-10T13:00:00 | 0.252
2020-07-10T14:00:00 | 0.17025
2020-07-10T15:00:00 | 0.36797
2020-07-10T16:00:00 | 0.16308
2020-07-10T17:00:00 | 0.35681
2020-07-10T18:00:00 | 0.40737
2020-07-10T19:00:00 | 0.19519
2020-07-10T20:00:00 | 0.22296
2020-07-10T21:00:00 | 0.40056
2020-07-10T22:00:00 | 0.43208
2020-07-10T23:00:00 | 0.19749
2020-07-11T00:00:00 | 0.28171
2020-07-11T01:00:00 | 0.35469
2020-07-11T02:00:00 | 0.10281
2020-07-11T03:00:00 | 0.37349
2020-07-11T04:00:00 | 0.31644
2020-07-11T05:00:00 | 0.25049
2020-07-11T06:00:00 | 0.29827
2020-07-11T07:00:00 | 0.19698
2020-07-11T08:00:00 | 0.27118
2020-07-11T09:00:00 | 0.28558
2020-07-11T10:00:00 | 0.38543
2020-07-11T11:00:00 | 0.40645
2020-07-11T12:00:00 | 0.16249
2020-07-11T13:00:00 | 0.26185
2020-07-11T14:00:00 | 0.393
2020-07-11T15:00:00 | 0.20104
2020-07-11T16:00:00 | 0.29407
2020-07-11T17:00:00 | 0.33264
2020-07-11T18:00:00 | 0.213
2020-07-11T19:00:00 | 0.14518
2020-07-11T20:00:00 | 0.16439
2020-07-11T21:00:00 | 0.30979
2020-07-11T22:00:00 | 0.17091
2020-07-11T23:00:00 | 0.11982
2020-07-12T00:00:00 | 0.20439
2020-07-12T01:00:00 | 0.13323
2020-07-12T02:00:00 | 0.1384
2020-07-12T03:00:00 | 0.3855
2020-07-12T04:00:00 | 0.24844
2020-07-12T05:00:00 | 0.29137
2020-07-12T06:00:00 | 0.18134
2020-07-12T07:00:00 | 0.35004
2020-07-12T08:00:00 | 0.27714
2020-07-12T09:00:00 | 0.29308
2020-07-12T10:00:00 | 0.42521
2020-07-12T11:00:00 | 0.30121
2020-07-12T12:00:00 | 0.30717
2020-07-12T13:00:00 | 0.42243
2020-07-12T14:00:00 | 0.24853
2020-07-12T15:00:00 | 0.38849
2020-07-12T16:00:00 | 0.2244
2020-07-12T17:00:00 | 0.37619
2020-07-12T18:00:00 | 0.34304
2020-07-12T19:00:00 | 0.3747
2020-07-12T20:00:00 | 0.21931
2020-07-12T21:00:00 | 0.37913
2020-07-12T22:00:00 | 0.40158
2020-07-12T23:00:00 | 0.32904
2020-07-13T00:00:00 | 0.23717
2020-07-13T01:00:00 | 0.40156
2020-07-13T02:00:00 | 0.38599
2020-07-13T03:00:00 | 0.23637
2020-07-13T04:00:00 | 0.14984
2020-07-13T05:00:00 | 0.22357
2020-07-13T06:00:00 | 0.1093
2020-07-13T07:00:00 | 0.38369
2020-07-13T08:00:00 | 0.43276
2020-07-13T09:00:00 | 0.31479
2020-07-13T10:00:00 | 0.15265
2020-07-13T11:00:00 | 0.37893
2020-07-13T12:00:00 | 0.2923
2020-07-13T13:00:00 | 0.29091
2020-07-13T14:00:00 | 0.18124
2020-07-13T15:00:00 | 0.28761
2020-07-13T16:00:00 | 0.3216
2020-07-13T17:00:00 | 0.15489
2020-07-13T18:00:00 | 0.19855
2020-07-13T19:00:00 | 0.38594
2020-07-13T20:00:00 | 0.13172
2020-07-13T21:00:00 | 0.19268
2020-07-13T22:00:00 | 0.21502
2020-07-13T23:00:00 | 0.36094
2020-07-14T00:00:00 | 0.22248
2020-07-14T01:00:00 | 0.28687
2020-07-14T02:00:00 | 0.36899
2020-07-14T03:00:00 | 0.15416
2020-07-14T04:00:00 | 0.28875
2020-07-14T05:00:00 | 0.40405
2020-07-14T06:00:00 | 0.36238
2020-07-14T07:00:00 | 0.17494
2020-07-14T08:00:00 | 0.39626
2020-07-14T09:00:00 | 0.1177
2020-07-14T10:00:00 | 0.3671
2020-07-14T11:00:00 | 0.31942
2020-07-14T12:00:00 | 0.37823
2020-07-14T13:00:00 | 0.39138
2020-07-14T14:00:00 | 0.18474
2020-07-14T15:00:00 | 0.38157
2020-07-14T16:00:00 | 0.33781
2020-07-14T17:00:00 | 0.10034
2020-07-14T18:00:00 | 0.17362
2020-07-14T19:00:00 | 0.36933
2020-07-14T20:00:00 | 0.31945
2020-07-14T21:00:00 | 0.38191
2020-07-14T22:00:00 | 0.41661
2020-07-14T23:00:00 | 0.15361
2020-07-15T00:00:00 | 0.34866
2020-07-15T01:00:00 | 0.10685
2020-07-15T02:00:00 | 0.17788
2020-07-15T03:00:00 | 0.3132
2020-07-15T04:00:00 | 0.38158
2020-07-15T05:00:00 | 0.34374
2020-07-15T06:00:00 | 0.40476
2020-07-15T07:00:00 | 0.13727
2020-07-15T08:00:00 | 0.12069
2020-07-15T09:00:00 | 0.37247
2020-07-15T10:00:00 | 0.10789
2020-07-15T11:00:00 | 0.37143
2020-07-15T12:00:00 | 0.12838
2020-07-15T13:00:00 | 0.12865
2020-07-15T14:00:00 | 0.22639
2020-07-15T15:00:00 | 0.24536
2020-07-15T16:00:00 | 0.19506
2020-07-15T17:00:00 | 0.28136
2020-07-15T18:00:00 | 0.15172
2020-07-15T19:00:00 | 0.20001
2020-07-15T20:00:00 | 0.31475
2020-07-15T21:00:00 | 0.35625
2020-07-15T22:00:00 | 0.11602
2020-07-15T23:00:00 | 0.41809
2020-07-16T00:00:00 | 0.15046
2020-07-16T01:00:00 | 0.34711
2020-07-16T02:00:00 | 0.25344
2020-07-16T03:00:00 | 0.13028
2020-07-16T04:00:00 | 0.18039
2020-07-16T05:00:00 | 0.32467
2020-07-16T06:00:00 | 0.22372
2020-07-16T07:00:00 | 0.31414
2020-07-16T08:00:00 | 0.26258
2020-07-16T09:00:00 | 0.41043
2020-07-16T10:00:00 | 0.10865
2020-07-16T11:00:00 | 0.31939
2020-07-16T12:00:00 | 0.32442
2020-07-16T13:00:00 | 0.12595
2020-07-16T14:00:00 | 0.22569
2020-07-16T15:00:00 | 0.28649
2020-07-16T16:00:00 | 0.39617
2020-07-16T17:00:00 | 0.29118
2020-07-16T18:00:00 | 0.39896
2020-07-16T19:00:00 | 0.19886
2020-07-16T20:00:00 | 0.16026
2020-07-16T21:00:00 | 0.2036
2020-07-16T22:00:00 | 0.34003
2020-07-16T23:00:00 | 0.2041
2020-07-17T00:00:00 | 0.17313
2020-07-17T01:00:00 | 0.26273
2020-07-17T02:00:00 | 0.32111
2020-07-17T03:00:00 | 0.20594
2020-07-17T04:00:00 | 0.34227
2020-07-17T05:00:00 | 0.20347
2020-07-17T06:00:00 | 0.33447
2020-07-17T07:00:00 | 0.28962
2020-07-17T08:00:00 | 0.21745
2020-07-17T09:00:00 | 0.12515
2020-07-17T10:00:00 | 0.38316
2020-07-17T11:00:00 | 0.1376
2020-07-17T12:00:00 | 0.23526
2020-07-17T13:00:00 | 0.28787
2020-07-17T14:00:00 | 0.183
2020-07-17T15:00:00 | 0.13419
2020-07-17T16:00:00 | 0.13878
2020-07-17T17:00:00 | 0.39104
2020-07-17T18:00:00 | 0.23861
2020-07-17T19:00:00 | 0.40798
2020-07-17T20:00:00 | 0.14587
2020-07-17T21:00:00 | 0.19937
2020-07-17T22:00:00 | 0.29781
2020-07-17T23:00:00 | 0.11213
2020-07-18T00:00:00 | 0.25002
2020-07-18T01:00:00 | 0.17417
2020-07-18T02:00:00 | 0.25504
2020-07-18T03:00:00 | 0.27349
2020-07-18T04:00:00 | 0.17414
2020-07-18T05:00:00 | 0.30946
2020-07-18T06:00:00 | 0.40653
2020-07-18T07:00:00 | 0.15078
2020-07-18T08:00:00 | 0.38343
2020-07-18T09:00:00 | 0.10456
2020-07-18T10:00:00 | 0.21264
2020-07-18T11:00:00 | 0.19917
2020-07-18T12:00:00 | 0.42753
2020-07-18T13:00:00 | 0.10573
2020-07-18T14:00:00 | 0.28736
2020-07-18T15:00:00 | 0.13865
2020-07-18T16:00:00 | 0.23997
2020-07-18T17:00:00 | 0.28056
2020-07-18T18:00:00 | 0.19347
2020-07-18T19:00:00 | 0.19107
2020-07-18T20:00:00 | 0.15133
2020-07-18T21:00:00 | 0.11995
2020-07-18T22:00:00 | 0.19212
2020-07-18T23:00:00 | 0.14739
2020-07-19T00:00:00 | 0.28837
2020-07-19T01:00:00 | 0.38746
2020-07-19T02:00:00 | 0.17928
2020-07-19T03:00:00 | 0.10967
2020-07-19T04:00:00 | 0.15608
2020-07-19T05:00:00 | 0.28637
2020-07-19T06:00:00 | 0.25837
2020-07-19T07:00:00 | 0.38305
2020-07-19T08:00:00 | 0.2005
2020-07-19T09:00:00 | 0.33631
2020-07-19T10:00:00 | 0.28823
2020-07-19T11:00:00 | 0.32686
2020-07-19T12:00:00 | 0.17521
2020-07-19T13:00:00 | 0.18063
2020-07-19T14:00:00 | 0.34213
2020-07-19T15:00:00 | 0.25398
2020-07-19T16:00:00 | 0.28316
2020-07-19T17:00:00 | 0.14908
2020-07-19T18:00:00 | 0.29596
2020-07-19T19:00:00 | 0.11653
2020-07-19T20:00:00 | 0.14463
2020-07-19T21:00:00 | 0.33245
2020-07-19T22:00:00 | 0.33046
2020-07-19T23:00:00 | 0.17836
2020-07-20T00:00:00 | 0.24294
2020-07-20T01:00:00 | 0.1729
2020-07-20T02:00:00 | 0.42417
2020-07-20T03:00:00 | 0.16145
2020-07-20T04:00:00 | 0.29324
2020-07-20T05:00:00 | 0.27142
2020-07-20T06:00:00 | 0.18027
2020-07-20T07:00:00 | 0.35891
2020-07-20T08:00:00 | 0.40564
2020-07-20T09:00:00 | 0.24861
2020-07-20T10:00:00 | 0.34414
2020-07-20T11:00:00 | 0.16988
2020-07-20T12:00:00 | 0.21069
2020-07-20T13:00:00 | 0.31281
2020-07-20T14:00:00 | 0.40741
2020-07-20T15:00:00 | 0.13182
2020-07-20T16:00:00 | 0.38691
2020-07-20T17:00:00 | 0.25172
2020-07-20T18:00:00 | 0.34489
2020-07-20T19:00:00 | 0.39019
2020-07-20T20:00:00 | 0.21807
2020-07-20T21:00:00 | 0.34797
2020-07-20T22:00:00 | 0.30183
2020-07-20T23:00:00 | 0.1599
2020-07-21T00:00:00 | 0.24296
2020-07-21T01:00:00 | 0.39754
2020-07-21T02:00:00 | 0.16683
2020-07-21T03:00:00 | 0.2872
2020-07-21T04:00:00 | 0.21747
2020-07-21T05:00:00 | 0.43266
2020-07-21T06:00:00 | 0.31621
2020-07-21T07:00:00 | 0.18057
2020-07-21T08:00:00 | 0.30683
2020-07-21T09:00:00 | 0.23324
2020-07-21T10:00:00 | 0.26923
2020-07-21T11:00:00 | 0.11521
2020-07-21T12:00:00 | 0.30794
2020-07-21T13:00:00 | 0.27326
2020-07-21T14:00:00 | 0.37335
2020-07-21T15:00:00 | 0.24908
2020-07-21T16:00:00 | 0.41396
2020-07-21T17:00:00 | 0.32405
2020-07-21T18:00:00 | 0.31136
2020-07-21T19:00:00 | 0.11855
2020-07-21T20:00:00 | 0.10718
2020-07-21T21:00:00 | 0.14621
2020-07-21T22:00:00 | 0.18798
2020-07-21T23:00:00 | 0.18561
2020-07-22T00:00:00 | 0.33231
2020-07-22T01:00:00 | 0.10002
2020-07-22T02:00:00 | 0.11272
2020-07-22T03:00:00 | 0.30542
2020-07-22T04:00:00 | 0.27573
2020-07-22T05:00:00 | 0.11357
2020-07-22T06:00:00 | 0.40355
2020-07-22T07:00:00 | 0.26228
2020-07-22T08:00:00 | 0.34251
2020-07-22T09:00:00 | 0.37295
2020-07-22T10:00:00 | 0.20353
2020-07-22T11:00:00 | 0.22174
2020-07-22T12:00:00 | 0.42331
2020-07-22T13:00:00 | 0.27147
2020-07-22T14:00:00 | 0.16353
2020-07-22T15:00:00 | 0.16045
2020-07-22T16:00:00 | 0.13144
2020-07-22T17:00:00 | 0.30351
2020-07-22T18:00:00 | 0.26535
2020-07-22T19:00:00 | 0.3975
2020-07-22T20:00:00 | 0.10764
2020-07-22T21:00:00 | 0.12983
2020-07-22T22:00:00 | 0.31364
2020-07-22T23:00:00 | 0.33792
2020-07-23T00:00:00 | 0.14065
2020-07-23T01:00:00 | 0.22213
2020-07-23T02:00:00 | 0.20165
2020-07-23T03:00:00 | 0.1511
2020-07-23T04:00:00 | 0.14351
2020-07-23T05:00:00 | 0.28225
2020-07-23T06:00:00 | 0.40908
2020-07-23T07:00:00 | 0.42676
2020-07-23T08:00:00 | 0.36572
2020-07-23T09:00:00 | 0.10704
2020-07-23T10:00:00 | 0.40682
2020-07-23T11:00:00 | 0.22558
2020-07-23T12:00:00 | 0.28186
2020-07-23T13:00:00 | 0.4299
2020-07-23T14:00:00 | 0.21549
2020-07-23T15:00:00 | 0.21434
2020-07-23T16:00:00 | 0.28473
2020-07-23T17:00:00 | 0.12041
2020-07-23T18:00:00 | 0.13036
2020-07-23T19:00:00 | 0.36515
2020-07-23T20:00:00 | 0.40461
2020-07-23T21:00:00 | 0.32974
2020-07-23T22:00:00 | 0.19794
2020-07-23T23:00:00 | 0.22359
2020-07-24T00:00:00 | 0.14779
2020-07-24T01:00:00 | 0.41579
2020-07-24T02:00:00 | 0.40576
2020-07-24T03:00:00 | 0.15633
2020-07-24T04:00:00 | 0.2244
2020-07-24T05:00:00 | 0.20944
2020-07-24T06:00:00 | 0.21147
2020-07-24T07:00:00 | 0.27678
2020-07-24T08:00:00 | 0.40975
2020-07-24T09:00:00 | 0.38952
2020-07-24T10:00:00 | 0.13584
2020-07-24T11:00:00 | 0.37154
2020-07-24T12:00:00 | 0.32014
2020-07-24T13:00:00 | 0.4107
2020-07-24T14:00:00 | 0.26915
2020-07-24T15:00:00 | 0.24819
2020-07-24T16:00:00 | 0.12513
2020-07-24T17:00:00 | 0.19359
2020-07-24T18:00:00 | 0.19708
2020-07-24T19:00:00 | 0.32721
2020-07-24T20:00:00 | 0.2693
2020-07-24T21:00:00 | 0.15529
2020-07-24T22:00:00 | 0.30991
2020-07-24T23:00:00 | 0.36966
2020-07-25T00:00:00 | 0.18513
2020-07-25T01:00:00 | 0.3201
2020-07-25T02:00:00 | 0.12492
2020-07-25T03:00:00 | 0.15938
2020-07-25T04:00:00 | 0.26149
2020-07-25T05:00:00 | 0.32403
2020-07-25T06:00:00 | 0.14062
2020-07-25T07:00:00 | 0.21584
2020-07-25T08:00:00 | 0.10486
2020-07-25T09:00:00 | 0.43063
2020-07-25T10:00:00 | 0.28034
2020-07-25T11:00:00 | 0.1189
2020-07-25T12:00:00 | 0.39123
2020-07-25T13:00:00 | 0.33064
2020-07-25T14:00:00 | 0.10838
2020-07-25T15:00:00 | 0.235
2020-07-25T16:00:00 | 0.19291
2020-07-25T17:00:00 | 0.22716
2020-07-25T18:00:00 | 0.26351
2020-07-25T19:00:00 | 0.34062
2020-07-25T20:00:00 | 0.33791
2020-07-25T21:00:00 | 0.23677
2020-07-25T22:00:00 | 0.19587
2020-07-25T23:00:00 | 0.25624
2020-07-26T00:00:00 | 0.41066
2020-07-26T01:00:00 | 0.13942
2020-07-26T02:00:00 | 0.22884
2020-07-26T03:00:00 | 0.18372
2020-07-26T04:00:00 | 0.29944
2020-07-26T05:00:00 | 0.36858
2020-07-26T06:00:00 | 0.2681
2020-07-26T07:00:00 | 0.13874
2020-07-26T08:00:00 | 0.29146
2020-07-26T09:00:00 | 0.2442
2020-07-26T10:00:00 | 0.1965
2020-07-26T11:00:00 | 0.35071
2020-07-26T12:00:00 | 0.43307
2020-07-26T13:00:00 | 0.19593
2020-07-26T14:00:00 | 0.1168
2020-07-26T15:00:00 | 0.25218
2020-07-26T16:00:00 | 0.27131
2020-07-26T17:00:00 | 0.27834
2020-07-26T18:00:00 | 0.14511
2020-07-26T19:00:00 | 0.39127
2020-07-26T20:00:00 | 0.11573
2020-07-26T21:00:00 | 0.17989
2020-07-26T22:00:00 | 0.29963
2020-07-26T23:00:00 | 0.41217
2020-07-27T00:00:00 | 0.20619
2020-07-27T01:00:00 | 0.36994
2020-07-27T02:00:00 | 0.3222
2020-07-27T03:00:00 | 0.42869
2020-07-27T04:00:00 | 0.24077
2020-07-27T05:00:00 | 0.41565
2020-07-27T06:00:00 | 0.41664
2020-07-27T07:00:00 | 0.14264
2020-07-27T08:00:00 | 0.319
2020-07-27T09:00:00 | 0.33096
2020-07-27T10:00:00 | 0.1209
2020-07-27T11:00:00 | 0.24137
2020-07-27T12:00:00 | 0.36476
2020-07-27T13:00:00 | 0.18799
2020-07-27T14:00:00 | 0.21965
2020-07-27T15:00:00 | 0.22348
2020-07-27T16:00:00 | 0.18321
2020-07-27T17:00:00 | 0.15032
2020-07-27T18:00:00 | 0.2162
2020-07-27T19:00:00 | 0.26325
2020-07-27T20:00:00 | 0.10841
2020-07-27T21:00:00 | 0.21479
2020-07-27T22:00:00 | 0.1779
2020-07-27T23:00:00 | 0.43277
2020-07-28T00:00:00 | 0.30242
2020-07-28T01:00:00 | 0.42744
2020-07-28T02:00:00 | 0.16931
2020-07-28T03:00:00 | 0.34363
2020-07-28T04:00:00 | 0.25779
2020-07-28T05:00:00 | 0.37836
2020-07-28T06:00:00 | 0.17911
2020-07-28T07:00:00 | 0.29565
2020-07-28T08:00:00 | 0.27697
2020-07-28T09:00:00 | 0.15202
2020-07-28T10:00:00 | 0.37755
2020-07-28T11:00:00 | 0.30812
2020-07-28T12:00:00 | 0.22296
2020-07-28T13:00:00 | 0.36854
2020-07-28T14:00:00 | 0.24331
2020-07-28T15:00:00 | 0.32863
2020-07-28T16:00:00 | 0.17391
2020-07-28T17:00:00 | 0.22802
2020-07-28T18:00:00 | 0.23906
2020-07-28T19:00:00 | 0.24883
2020-07-28T20:00:00 | 0.1822
2020-07-28T21:00:00 | 0.26558
2020-07-28T22:00:00 | 0.34048
2020-07-28T23:00:00 | 0.14974
2020-07-29T00:00:00 | 0.21121
2020-07-29T01:00:00 | 0.3245
2020-07-29T02:00:00 | 0.24482
2020-07-29T03:00:00 | 0.37574
2020-07-29T04:00:00 | 0.15094
2020-07-29T05:00:00 | 0.14817
2020-07-29T06:00:00 | 0.28677
2020-07-29T07:00:00 | 0.32118
2020-07-29T08:00:00 | 0.32217
2020-07-29T09:00:00 | 0.36977
2020-07-29T10:00:00 | 0.41012
2020-07-29T11:00:00 | 0.1917
2020-07-29T12:00:00 | 0.16579
2020-07-29T13:00:00 | 0.33107
2020-07-29T14:00:00 | 0.23873
2020-07-29T15:00:00 | 0.15953
2020-07-29T16:00:00 | 0.28778
2020-07-29T17:00:00 | 0.1127
2020-07-29T18:00:00 | 0.23992
2020-07-29T19:00:00 | 0.38828
2020-07-29T20:00:00 | 0.16258
2020-07-29T21:00:00 | 0.33584
2020-07-29T22:00:00 | 0.391
2020-07-29T23:00:00 | 0.34657
2020-07-30T00:00:00 | 0.36405
2020-07-30T01:00:00 | 0.24835
2020-07-30T02:00:00 | 0.10832
2020-07-30T03:00:00 | 0.19031
2020-07-30T04:00:00 | 0.1932
2020-07-30T05:00:00 | 0.17553
2020-07-30T06:00:00 | 0.38863
2020-07-30T07:00:00 | 0.36221
2020-07-30T08:00:00 | 0.30046
2020-07-30T09:00:00 | 0.17706
2020-07-30T10:00:00 | 0.22255
2020-07-30T11:00:00 | 0.25657
2020-07-30T12:00:00 | 0.14862
2020-07-30T13:00:00 | 0.36149
2020-07-30T14:00:00 | 0.20945
2020-07-30T15:00:00 | 0.27324
2020-07-30T16:00:00 | 0.35133
2020-07-30T17:00:00 | 0.33572
2020-07-30T18:00:00 | 0.34357
2020-07-30T19:00:00 | 0.39259
2020-07-30T20:00:00 | 0.20918
2020-07-30T21:00:00 | 0.32023
2020-07-30T22:00:00 | 0.17737
2020-07-30T23:00:00 | 0.19419
2020-07-31T00:00:00 | 0.1731
2020-07-31T01:00:00 | 0.32483
2020-07-31T02:00:00 | 0.34382
2020-07-31T03:00:00 | 0.38451
2020-07-31T04:00:00 | 0.1597
2020-07-31T05:00:00 | 0.21027
2020-07-31T06:00:00 | 0.3384
2020-07-31T07:00:00 | 0.206
2020-07-31T08:00:00 | 0.18092
2020-07-31T09:00:00 | 0.22855
2020-07-31T10:00:00 | 0.19931
2020-07-31T11:00:00 | 0.43214
2020-07-31T12:00:00 | 0.13825
2020-07-31T13:00:00 | 0.33064
2020-07-31T14:00:00 | 0.40267
2020-07-31T15:00:00 | 0.32362
2020-07-31T16:00:00 | 0.41401
2020-07-31T17:00:00 | 0.11711
2020-07-31T18:00:00 | 0.39487
2020-07-31T19:00:00 | 0.41524
2020-07-31T20:00:00 | 0.14092
2020-07-31T21:00:00 | 0.3302
2020-07-31T22:00:00 | 0.41457
2020-07-31T23:00:00 | 0.24681
2020-08-01T00:00:00 | 0.43217
2020-08-01T01:00:00 | 0.29317
2020-08-01T02:00:00 | 0.21946
2020-08-01T03:00:00 | 0.38543
2020-08-01T04:00:00 | 0.373
2020-08-01T05:00:00 | 0.26409
2020-08-01T06:00:00 | 0.22024
2020-08-01T07:00:00 | 0.31327
2020-08-01T08:00:00 | 0.29092
2020-08-01T09:00:00 | 0.38651
2020-08-01T10:00:00 | 0.39933
2020-08-01T11:00:00 | 0.23038
2020-08-01T12:00:00 | 0.38946
2020-08-01T13:00:00 | 0.39704
2020-08-01T14:00:00 | 0.26591
2020-08-01T15:00:00 | 0.15711
2020-08-01T16:00:00 | 0.34741
2020-08-01T17:00:00 | 0.23214
2020-08-01T18:00:00 | 0.35219
2020-08-01T19:00:00 | 0.33426
2020-08-01T20:00:00 | 0.20431
2020-08-01T21:00:00 | 0.39624
2020-08-01T22:00:00 | 0.10477
2020-08-01T23:00:00 | 0.17067
2020-08-02T00:00:00 | 0.43082
2020-08-02T01:00:00 | 0.24268
2020-08-02T02:00:00 | 0.36826
2020-08-02T03:00:00 | 0.34932
2020-08-02T04:00:00 | 0.41206
2020-08-02T05:00:00 | 0.20416
2020-08-02T06:00:00 | 0.12476
2020-08-02T07:00:00 | 0.26262
2020-08-02T08:00:00 | 0.1159
2020-08-02T09:00:00 | 0.29906
2020-08-02T10:00:00 | 0.35796
2020-08-02T11:00:00 | 0.16332
2020-08-02T12:00:00 | 0.2124
2020-08-02T13:00:00 | 0.11625
2020-08-02T14:00:00 | 0.35291
2020-08-02T15:00:00 | 0.32493
2020-08-02T16:00:00 | 0.40219
2020-08-02T17:00:00 | 0.25869
2020-08-02T18:00:00 | 0.16429
2020-08-02T19:00:00 | 0.16239
2020-08-02T20:00:00 | 0.27822
2020-08-02T21:00:00 | 0.34132
2020-08-02T22:00:00 | 0.14673
2020-08-02T23:00:00 | 0.12952
2020-08-03T00:00:00 | 0.37279
2020-08-03T01:00:00 | 0.36529
2020-08-03T02:00:00 | 0.33165
2020-08-03T03:00:00 | 0.34006
2020-08-03T04:00:00 | 0.41111
2020-08-03T05:00:00 | 0.43011
2020-08-03T06:00:00 | 0.10278
2020-08-03T07:00:00 | 0.15627
2020-08-03T08:00:00 | 0.26482
2020-08-03T09:00:00 | 0.35368
2020-08-03T10:00:00 | 0.37533
2020-08-03T11:00:00 | 0.22286
2020-08-03T12:00:00 | 0.35226
2020-08-03T13:00:00 | 0.18177
2020-08-03T14:00:00 | 0.38128
2020-08-03T15:00:00 | 0.3602
2020-08-03T16:00:00 | 0.35846
2020-08-03T17:00:00 | 0.17059
2020-08-03T18:00:00 | 0.26406
2020-08-03T19:00:00 | 0.16463
2020-08-03T20:00:00 | 0.37407
2020-08-03T21:00:00 | 0.38521
2020-08-03T22:00:00 | 0.29321
2020-08-03T23:00:00 | 0.10903
2020-08-04T00:00:00 | 0.13242
2020-08-04T01:00:00 | 0.22502
2020-08-04T02:00:00 | 0.21717
2020-08-04T03:00:00 | 0.41706
2020-08-04T04:00:00 | 0.28087
2020-08-04T05:00:00 | 0.15006
2020-08-04T06:00:00 | 0.17886
2020-08-04T07:00:00 | 0.24275
2020-08-04T08:00:00 | 0.13623
2020-08-04T09:00:00 | 0.42952
2020-08-04T10:00:00 | 0.16902
2020-08-04T11:00:00 | 0.15694
2020-08-04T12:00:00 | 0.33725
2020-08-04T13:00:00 | 0.16875
2020-08-04T14:00:00 | 0.41073
2020-08-04T15:00:00 | 0.11226
2020-08-04T16:00:00 | 0.36434
2020-08-04T17:00:00 | 0.16403
2020-08-04T18:00:00 | 0.17038
2020-08-04T19:00:00 | 0.17181
2020-08-04T20:00:00 | 0.29374
2020-08-04T21:00:00 | 0.32755
2020-08-04T22:00:00 | 0.30864
2020-08-04T23:00:00 | 0.30937
2020-08-05T00:00:00 | 0.26509
2020-08-05T01:00:00 | 0.18269
2020-08-05T02:00:00 | 0.33308
2020-08-05T03:00:00 | 0.16384
2020-08-05T04:00:00 | 0.21973
2020-08-05T05:00:00 | 0.41165
2020-08-05T06:00:00 | 0.29318
2020-08-05T07:00:00 | 0.12203
2020-08-05T08:00:00 | 0.34219
2020-08-05T09:00:00 | 0.3868
2020-08-05T10:00:00 | 0.15863
2020-08-05T11:00:00 | 0.11157
2020-08-05T12:00:00 | 0.25333
2020-08-05T13:00:00 | 0.32345
2020-08-05T14:00:00 | 0.41632
2020-08-05T15:00:00 | 0.20081
2020-08-05T16:00:00 | 0.39803
2020-08-05T17:00:00 | 0.22817
2020-08-05T18:00:00 | 0.40803
2020-08-05T19:00:00 | 0.26615
2020-08-05T20:00:00 | 0.13246
2020-08-05T21:00:00 | 0.13484
2020-08-05T22:00:00 | 0.23532
2020-08-05T23:00:00 | 0.1942
2020-08-06T00:00:00 | 0.20359
2020-08-06T01:00:00 | 0.36566
2020-08-06T02:00:00 | 0.28711
2020-08-06T03:00:00 | 0.10764
2020-08-06T04:00:00 | 0.37707
2020-08-06T05:00:00 | 0.35349
2020-08-06T06:00:00 | 0.11034
2020-08-06T07:00:00 | 0.32433
2020-08-06T08:00:00 | 0.18767
2020-08-06T09:00:00 | 0.17401
2020-08-06T10:00:00 | 0.39971
2020-08-06T11:00:00 | 0.17833
2020-08-06T12:00:00 | 0.20963
2020-08-06T13:00:00 | 0.31423
2020-08-06T14:00:00 | 0.14856
2020-08-06T15:00:00 | 0.18968
2020-08-06T16:00:00 | 0.14194
2020-08-06T17:00:00 | 0.37354
2020-08-06T18:00:00 | 0.18257
2020-08-06T19:00:00 | 0.24203
2020-08-06T20:00:00 | 0.29264
2020-08-06T21:00:00 | 0.37893
2020-08-06T22:00:00 | 0.38783
2020-08-06T23:00:00 | 0.25302
2020-08-07T00:00:00 | 0.37412
2020-08-07T01:00:00 | 0.14624
2020-08-07T02:00:00 | 0.4191
2020-08-07T03:00:00 | 0.29952
2020-08-07T04:00:00 | 0.38726
2020-08-07T05:00:00 | 0.3645
2020-08-07T06:00:00 | 0.18407
2020-08-07T07:00:00 | 0.4101
2020-08-07T08:00:00 | 0.39658
2020-08-07T09:00:00 | 0.25276
2020-08-07T10:00:00 | 0.20076
2020-08-07T11:00:00 | 0.11869
2020-08-07T12:00:00 | 0.3745
2020-08-07T13:00:00 | 0.21583
2020-08-07T14:00:00 | 0.16017
2020-08-07T15:00:00 | 0.13588
2020-08-07T16:00:00 | 0.30246
2020-08-07T17:00:00 | 0.30161
2020-08-07T18:00:00 | 0.31312
2020-08-07T19:00:00 | 0.32605
2020-08-07T20:00:00 | 0.11703
2020-08-07T21:00:00 | 0.42379
2020-08-07T22:00:00 | 0.41648
2020-08-07T23:00:00 | 0.19982
2020-08-08T00:00:00 | 0.30665
2020-08-08T01:00:00 | 0.33531
2020-08-08T02:00:00 | 0.10094
2020-08-08T03:00:00 | 0.18331
2020-08-08T04:00:00 | 0.3257
2020-08-08T05:00:00 | 0.11791
2020-08-08T06:00:00 | 0.11719
2020-08-08T07:00:00 | 0.41975
2020-08-08T08:00:00 | 0.1271
2020-08-08T09:00:00 | 0.2583
2020-08-08T10:00:00 | 0.22549
2020-08-08T11:00:00 | 0.24552
2020-08-08T12:00:00 | 0.17242
2020-08-08T13:00:00 | 0.37331
2020-08-08T14:00:00 | 0.39004
2020-08-08T15:00:00 | 0.32531
2020-08-08T16:00:00 | 0.26383
2020-08-08T17:00:00 | 0.28213
2020-08-08T18:00:00 | 0.26365
2020-08-08T19:00:00 | 0.22097
2020-08-08T20:00:00 | 0.18605
2020-08-08T21:00:00 | 0.29514
2020-08-08T22:00:00 | 0.2795
2020-08-08T23:00:00 | 0.21551
2020-08-09T00:00:00 | 0.14749
2020-08-09T01:00:00 | 0.32332
2020-08-09T02:00:00 | 0.2921
2020-08-09T03:00:00 | 0.23131
2020-08-09T04:00:00 | 0.40162
2020-08-09T05:00:00 | 0.11474
2020-08-09T06:00:00 | 0.21346
2020-08-09T07:00:00 | 0.1774
2020-08-09T08:00:00 | 0.24592
2020-08-09T09:00:00 | 0.4012
2020-08-09T10:00:00 | 0.26687
2020-08-09T11:00:00 | 0.2285
2020-08-09T12:00:00 | 0.2908
2020-08-09T13:00:00 | 0.34389
2020-08-09T14:00:00 | 0.36747
2020-08-09T15:00:00 | 0.3816
2020-08-09T16:00:00 | 0.168
2020-08-09T17:00:00 | 0.27209
2020-08-09T18:00:00 | 0.3317
2020-08-09T19:00:00 | 0.41786
2020-08-09T20:00:00 | 0.22747
2020-08-09T21:00:00 | 0.12463
2020-08-09T22:00:00 | 0.2445
2020-08-09T23:00:00 | 0.39562
2020-08-10T00:00:00 | 0.3841
2020-08-10T01:00:00 | 0.22322
2020-08-10T02:00:00 | 0.40913
2020-08-10T03:00:00 | 0.31468
2020-08-10T04:00:00 | 0.35434
2020-08-10T05:00:00 | 0.42311
2020-08-10T06:00:00 | 0.3627
2020-08-10T07:00:00 | 0.1703
2020-08-10T08:00:00 | 0.11209
2020-08-10T09:00:00 | 0.19976
2020-08-10T10:00:00 | 0.39483
2020-08-10T11:00:00 | 0.10389
2020-08-10T12:00:00 | 0.15488
2020-08-10T13:00:00 | 0.21993
2020-08-10T14:00:00 | 0.33572
2020-08-10T15:00:00 | 0.38125
2020-08-10T16:00:00 | 0.16731
2020-08-10T17:00:00 | 0.25471
2020-08-10T18:00:00 | 0.38831
2020-08-10T19:00:00 | 0.32671
2020-08-10T20:00:00 | 0.29773
2020-08-10T21:00:00 | 0.24827
2020-08-10T22:00:00 | 0.10995
2020-08-10T23:00:00 | 0.34849
2020-08-11T00:00:00 | 0.3232
2020-08-11T01:00:00 | 0.1565
2020-08-11T02:00:00 | 0.3885
2020-08-11T03:00:00 | 0.21264
2020-08-11T04:00:00 | 0.30761
2020-08-11T05:00:00 | 0.29644
2020-08-11T06:00:00 | 0.31181
2020-08-11T07:00:00 | 0.43293
2020-08-11T08:00:00 | 0.10788
2020-08-11T09:00:00 | 0.24468
2020-08-11T10:00:00 | 0.20338
2020-08-11T11:00:00 | 0.32589
2020-08-11T12:00:00 | 0.38306
2020-08-11T13:00:00 | 0.23349
2020-08-11T14:00:00 | 0.10092
2020-08-11T15:00:00 | 0.20524
2020-08-11T16:00:00 | 0.34701
2020-08-11T17:00:00 | 0.11819
2020-08-11T18:00:00 | 0.18905
2020-08-11T19:00:00 | 0.22702
2020-08-11T20:00:00 | 0.12562
2020-08-11T21:00:00 | 0.10831
2020-08-11T22:00:00 | 0.24384
2020-08-11T23:00:00 | 0.15055
2020-08-12T00:00:00 | 0.18624
2020-08-12T01:00:00 | 0.12323
2020-08-12T02:00:00 | 0.38345
2020-08-12T03:00:00 | 0.25996
2020-08-12T04:00:00 | 0.11299
2020-08-12T05:00:00 | 0.26971
2020-08-12T06:00:00 | 0.36183
2020-08-12T07:00:00 | 0.43322
2020-08-12T08:00:00 | 0.20941
2020-08-12T09:00:00 | 0.12389
2020-08-12T10:00:00 | 0.33209
2020-08-12T11:00:00 | 0.14829
2020-08-12T12:00:00 | 0.4262
2020-08-12T13:00:00 | 0.25164
2020-08-12T14:00:00 | 0.29365
2020-08-12T15:00:00 | 0.14948
2020-08-12T16:00:00 | 0.3901
2020-08-12T17:00:00 | 0.29268
2020-08-12T18:00:00 | 0.19674
2020-08-12T19:00:00 | 0.29176
2020-08-12T20:00:00 | 0.33359
2020-08-12T21:00:00 | 0.35238
2020-08-12T22:00:00 | 0.1242
2020-08-12T23:00:00 | 0.22494
2020-08-13T00:00:00 | 0.26554
2020-08-13T01:00:00 | 0.35932
2020-08-13T02:00:00 | 0.25642
2020-08-13T03:00:00 | 0.31093
2020-08-13T04:00:00 | 0.29371
2020-08-13T05:00:00 | 0.39537
2020-08-13T06:00:00 | 0.26111
2020-08-13T07:00:00 | 0.38152
2020-08-13T08:00:00 | 0.37807
2020-08-13T09:00:00 | 0.39853
2020-08-13T10:00:00 | 0.39023
2020-08-13T11:00:00 | 0.30002
2020-08-13T12:00:00 | 0.18633
2020-08-13T13:00:00 | 0.17564
2020-08-13T14:00:00 | 0.31311
2020-08-13T15:00:00 | 0.13002
2020-08-13T16:00:00 | 0.30215
2020-08-13T17:00:00 | 0.11134
2020-08-13T18:00:00 | 0.19868
2020-08-13T19:00:00 | 0.41749
2020-08-13T20:00:00 | 0.31057
2020-08-13T21:00:00 | 0.37674
2020-08-13T22:00:00 | 0.40271
2020-08-13T23:00:00 | 0.24306
2020-08-14T00:00:00 | 0.18548
2020-08-14T01:00:00 | 0.40874
2020-08-14T02:00:00 | 0.18563
2020-08-14T03:00:00 | 0.33223
2020-08-14T04:00:00 | 0.34833
2020-08-14T05:00:00 | 0.10423
2020-08-14T06:00:00 | 0.39169
2020-08-14T07:00:00 | 0.40573
2020-08-14T08:00:00 | 0.33575
2020-08-14T09:00:00 | 0.10954
2020-08-14T10:00:00 | 0.26197
2020-08-14T11:00:00 | 0.13738
2020-08-14T12:00:00 | 0.3306
2020-08-14T13:00:00 | 0.30707
2020-08-14T14:00:00 | 0.23745
2020-08-14T15:00:00 | 0.12801
2020-08-14T16:00:00 | 0.36193
2020-08-14T17:00:00 | 0.26799
2020-08-14T18:00:00 | 0.24815
2020-08-14T19:00:00 | 0.1818
2020-08-14T20:00:00 | 0.11646
2020-08-14T21:00:00 | 0.10195
2020-08-14T22:00:00 | 0.26616
2020-08-14T23:00:00 | 0.1073
2020-08-15T00:00:00 | 0.42108
2020-08-15T01:00:00 | 0.40859
2020-08-15T02:00:00 | 0.43018
2020-08-15T03:00:00 | 0.3903
2020-08-15T04:00:00 | 0.16695
2020-08-15T05:00:00 | 0.27588
2020-08-15T06:00:00 | 0.17934
2020-08-15T07:00:00 | 0.10742
2020-08-15T08:00:00 | 0.11234
2020-08-15T09:00:00 | 0.1879
2020-08-15T10:00:00 | 0.1897
2020-08-15T11:00:00 | 0.20245
2020-08-15T12:00:00 | 0.21744
2020-08-15T13:00:00 | 0.36066
2020-08-15T14:00:00 | 0.38972
2020-08-15T15:00:00 | 0.13357
2020-08-15T16:00:00 | 0.26201
2020-08-15T17:00:00 | 0.10661
2020-08-15T18:00:00 | 0.12375
2020-08-15T19:00:00 | 0.36765
2020-08-15T20:00:00 | 0.22028
2020-08-15T21:00:00 | 0.12124
2020-08-15T22:00:00 | 0.19984
2020-08-15T23:00:00 | 0.19107
2020-08-16T00:00:00 | 0.26043
2020-08-16T01:00:00 | 0.17225
2020-08-16T02:00:00 | 0.27542
2020-08-16T03:00:00 | 0.3769
2020-08-16T04:00:00 | 0.2593
2020-08-16T05:00:00 | 0.23467
2020-08-16T06:00:00 | 0.29724
2020-08-16T07:00:00 | 0.30291
2020-08-16T08:00:00 | 0.38417
2020-08-16T09:00:00 | 0.26534
2020-08-16T10:00:00 | 0.1841
2020-08-16T11:00:00 | 0.27734
2020-08-16T12:00:00 | 0.19513
2020-08-16T13:00:00 | 0.29194
2020-08-16T14:00:00 | 0.35582
2020-08-16T15:00:00 | 0.21203
2020-08-16T16:00:00 | 0.34598
2020-08-16T17:00:00 | 0.29145
2020-08-16T18:00:00 | 0.19415
2020-08-16T19:00:00 | 0.26265
2020-08-16T20:00:00 | 0.37732
2020-08-16T21:00:00 | 0.29263
2020-08-16T22:00:00 | 0.25068
2020-08-16T23:00:00 | 0.21435
2020-08-17T00:00:00 | 0.24917
2020-08-17T01:00:00 | 0.42705
2020-08-17T02:00:00 | 0.24725
2020-08-17T03:00:00 | 0.18198
2020-08-17T04:00:00 | 0.25565
2020-08-17T05:00:00 | 0.38254
2020-08-17T06:00:00 | 0.41304
2020-08-17T07:00:00 | 0.33451
2020-08-17T08:00:00 | 0.13517
2020-08-17T09:00:00 | 0.2552
2020-08-17T10:00:00 | 0.30955
2020-08-17T11:00:00 | 0.3127
2020-08-17T12:00:00 | 0.30267
2020-08-17T13:00:00 | 0.24038
2020-08-17T14:00:00 | 0.17236
2020-08-17T15:00:00 | 0.40187
2020-08-17T16:00:00 | 0.36079
2020-08-17T17:00:00 | 0.18943
2020-08-17T18:00:00 | 0.33528
2020-08-17T19:00:00 | 0.29699
2020-08-17T20:00:00 | 0.18476
2020-08-17T21:00:00 | 0.33044
2020-08-17T22:00:00 | 0.22437
2020-08-17T23:00:00 | 0.25931
2020-08-18T00:00:00 | 0.23535
2020-08-18T01:00:00 | 0.27912
2020-08-18T02:00:00 | 0.12264
2020-08-18T03:00:00 | 0.23037
2020-08-18T04:00:00 | 0.27125
2020-08-18T05:00:00 | 0.38778
2020-08-18T06:00:00 | 0.37253
2020-08-18T07:00:00 | 0.14266
2020-08-18T08:00:00 | 0.2862
2020-08-18T09:00:00 | 0.28403
2020-08-18T10:00:00 | 0.18333
2020-08-18T11:00:00 | 0.27759
2020-08-18T12:00:00 | 0.26312
2020-08-18T13:00:00 | 0.4048
2020-08-18T14:00:00 | 0.10543
2020-08-18T15:00:00 | 0.11911
2020-08-18T16:00:00 | 0.39567
2020-08-18T17:00:00 | 0.31354
2020-08-18T18:00:00 | 0.35962
2020-08-18T19:00:00 | 0.16265
2020-08-18T20:00:00 | 0.35558
2020-08-18T21:00:00 | 0.33917
2020-08-18T22:00:00 | 0.39215
2020-08-18T23:00:00 | 0.16473
2020-08-19T00:00:00 | 0.29463
2020-08-19T01:00:00 | 0.34577
2020-08-19T02:00:00 | 0.18916
2020-08-19T03:00:00 | 0.17523
2020-08-19T04:00:00 | 0.39786
2020-08-19T05:00:00 | 0.41431
2020-08-19T06:00:00 | 0.21333
2020-08-19T07:00:00 | 0.30256
2020-08-19T08:00:00 | 0.42114
2020-08-19T09:00:00 | 0.43179
2020-08-19T10:00:00 | 0.28737
2020-08-19T11:00:00 | 0.10933
2020-08-19T12:00:00 | 0.10194
2020-08-19T13:00:00 | 0.31109
2020-08-19T14:00:00 | 0.42995
2020-08-19T15:00:00 | 0.34488
2020-08-19T16:00:00 | 0.29319
2020-08-19T17:00:00 | 0.34793
2020-08-19T18:00:00 | 0.11645
2020-08-19T19:00:00 | 0.2486
2020-08-19T20:00:00 | 0.18281
2020-08-19T21:00:00 | 0.2733
2020-08-19T22:00:00 | 0.11523
2020-08-19T23:00:00 | 0.29745
2020-08-20T00:00:00 | 0.18057
2020-08-20T01:00:00 | 0.41064
2020-08-20T02:00:00 | 0.23763
2020-08-20T03:00:00 | 0.285
2020-08-20T04:00:00 | 0.15416
2020-08-20T05:00:00 | 0.39343
2020-08-20T06:00:00 | 0.32414
2020-08-20T07:00:00 | 0.15861
2020-08-20T08:00:00 | 0.12626
2020-08-20T09:00:00 | 0.42542
2020-08-20T10:00:00 | 0.36247
2020-08-20T11:00:00 | 0.3622
2020-08-20T12:00:00 | 0.35054
2020-08-20T13:00:00 | 0.20511
2020-08-20T14:00:00 | 0.38183
2020-08-20T15:00:00 | 0.26794
2020-08-20T16:00:00 | 0.31567
2020-08-20T17:00:00 | 0.26779
2020-08-20T18:00:00 | 0.26625
2020-08-20T19:00:00 | 0.39466
2020-08-20T20:00:00 | 0.38227
2020-08-20T21:00:00 | 0.16594
2020-08-20T22:00:00 | 0.35428
2020-08-20T23:00:00 | 0.36057
2020-08-21T00:00:00 | 0.19686
2020-08-21T01:00:00 | 0.25363
2020-08-21T02:00:00 | 0.12038
2020-08-21T03:00:00 | 0.11481
2020-08-21T04:00:00 | 0.40191
2020-08-21T05:00:00 | 0.21868
2020-08-21T06:00:00 | 0.30575
2020-08-21T07:00:00 | 0.22933
2020-08-21T08:00:00 | 0.25148
2020-08-21T09:00:00 | 0.13646
2020-08-21T10:00:00 | 0.37182
2020-08-21T11:00:00 | 0.39102
2020-08-21T12:00:00 | 0.12844
2020-08-21T13:00:00 | 0.3922
2020-08-21T14:00:00 | 0.32626
2020-08-21T15:00:00 | 0.11884
2020-08-21T16:00:00 | 0.16432
2020-08-21T17:00:00 | 0.13415
2020-08-21T18:00:00 | 0.22679
2020-08-21T19:00:00 | 0.3563
2020-08-21T20:00:00 | 0.28198
2020-08-21T21:00:00 | 0.13227
2020-08-21T22:00:00 | 0.28635
2020-08-21T23:00:00 | 0.41451
2020-08-22T00:00:00 | 0.35482
2020-08-22T01:00:00 | 0.23897
2020-08-22T02:00:00 | 0.30029
2020-08-22T03:00:00 | 0.12874
2020-08-22T04:00:00 | 0.18314
2020-08-22T05:00:00 | 0.18876
2020-08-22T06:00:00 | 0.21192
2020-08-22T07:00:00 | 0.27674
2020-08-22T08:00:00 | 0.10567
2020-08-22T09:00:00 | 0.21303
2020-08-22T10:00:00 | 0.17706
2020-08-22T11:00:00 | 0.306
2020-08-22T12:00:00 | 0.36233
2020-08-22T13:00:00 | 0.12969
2020-08-22T14:00:00 | 0.1107
2020-08-22T15:00:00 | 0.27107
2020-08-22T16:00:00 | 0.26652
2020-08-22T17:00:00 | 0.16434
2020-08-22T18:00:00 | 0.39936
2020-08-22T19:00:00 | 0.11365
2020-08-22T20:00:00 | 0.38627
2020-08-22T21:00:00 | 0.10388
2020-08-22T22:00:00 | 0.37725
2020-08-22T23:00:00 | 0.19724
2020-08-23T00:00:00 | 0.13231
2020-08-23T01:00:00 | 0.32893
2020-08-23T02:00:00 | 0.31003
2020-08-23T03:00:00 | 0.15006
2020-08-23T04:00:00 | 0.31308
2020-08-23T05:00:00 | 0.2237
2020-08-23T06:00:00 | 0.19421
2020-08-23T07:00:00 | 0.27894
2020-08-23T08:00:00 | 0.3344
2020-08-23T09:00:00 | 0.24339
2020-08-23T10:00:00 | 0.35743
2020-08-23T11:00:00 | 0.14033
2020-08-23T12:00:00 | 0.17345
2020-08-23T13:00:00 | 0.41519
2020-08-23T14:00:00 | 0.34387
2020-08-23T15:00:00 | 0.10779
2020-08-23T16:00:00 | 0.31199
2020-08-23T17:00:00 | 0.41912
2020-08-23T18:00:00 | 0.34962
2020-08-23T19:00:00 | 0.42276
2020-08-23T20:00:00 | 0.32414
2020-08-23T21:00:00 | 0.2925
2020-08-23T22:00:00 | 0.41109
2020-08-23T23:00:00 | 0.1853
2020-08-24T00:00:00 | 0.27702
2020-08-24T01:00:00 | 0.33483
2020-08-24T02:00:00 | 0.19354
2020-08-24T03:00:00 | 0.25723
2020-08-24T04:00:00 | 0.29309
2020-08-24T05:00:00 | 0.25011
2020-08-24T06:00:00 | 0.28036
2020-08-24T07:00:00 | 0.41395
2020-08-24T08:00:00 | 0.23969
2020-08-24T09:00:00 | 0.2623
2020-08-24T10:00:00 | 0.1253
2020-08-24T11:00:00 | 0.10235
2020-08-24T12:00:00 | 0.29438
2020-08-24T13:00:00 | 0.14144
2020-08-24T14:00:00 | 0.14856
2020-08-24T15:00:00 | 0.13236
2020-08-24T16:00:00 | 0.24262
2020-08-24T17:00:00 | 0.16637
2020-08-24T18:00:00 | 0.12142
2020-08-24T19:00:00 | 0.29128
2020-08-24T20:00:00 | 0.10739
2020-08-24T21:00:00 | 0.31473
2020-08-24T22:00:00 | 0.42751
2020-08-24T23:00:00 | 0.38138
2020-08-25T00:00:00 | 0.39266
2020-08-25T01:00:00 | 0.41782
2020-08-25T02:00:00 | 0.35765
2020-08-25T03:00:00 | 0.1655
2020-08-25T04:00:00 | 0.15598
2020-08-25T05:00:00 | 0.39032
2020-08-25T06:00:00 | 0.20703
2020-08-25T07:00:00 | 0.36471
2020-08-25T08:00:00 | 0.43314
2020-08-25T09:00:00 | 0.21455
2020-08-25T10:00:00 | 0.15098
2020-08-25T11:00:00 | 0.32601
2020-08-25T12:00:00 | 0.10956
2020-08-25T13:00:00 | 0.17627
2020-08-25T14:00:00 | 0.29519
2020-08-25T15:00:00 | 0.1695
2020-08-25T16:00:00 | 0.22287
2020-08-25T17:00:00 | 0.34892
2020-08-25T18:00:00 | 0.22884
2020-08-25T19:00:00 | 0.32399
2020-08-25T20:00:00 | 0.26366
2020-08-25T21:00:00 | 0.20049
2020-08-25T22:00:00 | 0.37346
2020-08-25T23:00:00 | 0.29206
2020-08-26T00:00:00 | 0.39979
2020-08-26T01:00:00 | 0.15379
2020-08-26T02:00:00 | 0.28901
2020-08-26T03:00:00 | 0.21789
2020-08-26T04:00:00 | 0.27658
2020-08-26T05:00:00 | 0.30035
2020-08-26T06:00:00 | 0.14141
2020-08-26T07:00:00 | 0.18108
2020-08-26T08:00:00 | 0.36742
2020-08-26T09:00:00 | 0.19795
2020-08-26T10:00:00 | 0.31144
2020-08-26T11:00:00 | 0.24589
2020-08-26T12:00:00 | 0.2305
2020-08-26T13:00:00 | 0.33013
2020-08-26T14:00:00 | 0.42194
2020-08-26T15:00:00 | 0.15125
2020-08-26T16:00:00 | 0.2402
2020-08-26T17:00:00 | 0.15307
2020-08-26T18:00:00 | 0.42269
2020-08-26T19:00:00 | 0.42962
2020-08-26T20:00:00 | 0.21047
2020-08-26T21:00:00 | 0.13804
2020-08-26T22:00:00 | 0.17281
2020-08-26T23:00:00 | 0.41007
2020-08-27T00:00:00 | 0.22411
2020-08-27T01:00:00 | 0.10273
2020-08-27T02:00:00 | 0.29458
2020-08-27T03:00:00 | 0.35724
2020-08-27T04:00:00 | 0.18553
2020-08-27T05:00:00 | 0.11329
2020-08-27T06:00:00 | 0.20361
2020-08-27T07:00:00 | 0.35313
2020-08-27T08:00:00 | 0.42254
2020-08-27T09:00:00 | 0.17751
2020-08-27T10:00:00 | 0.41092
2020-08-27T11:00:00 | 0.29274
2020-08-27T12:00:00 | 0.15537
2020-08-27T13:00:00 | 0.30871
2020-08-27T14:00:00 | 0.33922
2020-08-27T15:00:00 | 0.36797
2020-08-27T16:00:00 | 0.19732
2020-08-27T17:00:00 | 0.42828
2020-08-27T18:00:00 | 0.31413
2020-08-27T19:00:00 | 0.31577
2020-08-27T20:00:00 | 0.15108
2020-08-27T21:00:00 | 0.2122
2020-08-27T22:00:00 | 0.14309
2020-08-27T23:00:00 | 0.17602
2020-08-28T00:00:00 | 0.16931
2020-08-28T01:00:00 | 0.37999
2020-08-28T02:00:00 | 0.29736
2020-08-28T03:00:00 | 0.24158
2020-08-28T04:00:00 | 0.2913
2020-08-28T05:00:00 | 0.24906
2020-08-28T06:00:00 | 0.19498
2020-08-28T07:00:00 | 0.42538
2020-08-28T08:00:00 | 0.23625
2020-08-28T09:00:00 | 0.19634
2020-08-28T10:00:00 | 0.33029
2020-08-28T11:00:00 | 0.405
2020-08-28T12:00:00 | 0.13239
2020-08-28T13:00:00 | 0.29023
2020-08-28T14:00:00 | 0.27683
2020-08-28T15:00:00 | 0.1291
2020-08-28T16:00:00 | 0.27081
2020-08-28T17:00:00 | 0.2202
2020-08-28T18:00:00 | 0.26388
2020-08-28T19:00:00 | 0.37538
2020-08-28T20:00:00 | 0.13178
2020-08-28T21:00:00 | 0.18505
2020-08-28T22:00:00 | 0.29421
2020-08-28T23:00:00 | 0.40732
2020-08-29T00:00:00 | 0.30326
2020-08-29T01:00:00 | 0.15993
2020-08-29T02:00:00 | 0.31567
2020-08-29T03:00:00 | 0.41525
2020-08-29T04:00:00 | 0.10155
2020-08-29T05:00:00 | 0.3828
2020-08-29T06:00:00 | 0.32386
2020-08-29T07:00:00 | 0.39308
2020-08-29T08:00:00 | 0.27267
2020-08-29T09:00:00 | 0.24986
2020-08-29T10:00:00 | 0.13753
2020-08-29T11:00:00 | 0.30128
2020-08-29T12:00:00 | 0.20341
2020-08-29T13:00:00 | 0.15689
2020-08-29T14:00:00 | 0.10164
2020-08-29T15:00:00 | 0.21552
2020-08-29T16:00:00 | 0.35324
2020-08-29T17:00:00 | 0.15489
2020-08-29T18:00:00 | 0.20544
2020-08-29T19:00:00 | 0.38092
2020-08-29T20:00:00 | 0.40365
2020-08-29T21:00:00 | 0.14317
2020-08-29T22:00:00 | 0.15055
2020-08-29T23:00:00 | 0.25703
2020-08-30T00:00:00 | 0.31026
2020-08-30T01:00:00 | 0.40214
2020-08-30T02:00:00 | 0.32719
2020-08-30T03:00:00 | 0.11833
2020-08-30T04:00:00 | 0.20765
2020-08-30T05:00:00 | 0.25898
2020-08-30T06:00:00 | 0.35345
2020-08-30T07:00:00 | 0.24734
2020-08-30T08:00:00 | 0.37775
2020-08-30T09:00:00 | 0.24613
2020-08-30T10:00:00 | 0.38572
2020-08-30T11:00:00 | 0.41358
2020-08-30T12:00:00 | 0.36472
2020-08-30T13:00:00 | 0.33881
2020-08-30T14:00:00 | 0.22958
2020-08-30T15:00:00 | 0.32641
2020-08-30T16:00:00 | 0.30396
2020-08-30T17:00:00 | 0.10948
2020-08-30T18:00:00 | 0.33315
2020-08-30T19:00:00 | 0.21349
2020-08-30T20:00:00 | 0.23578
2020-08-30T21:00:00 | 0.34785
2020-08-30T22:00:00 | 0.12813
2020-08-30T23:00:00 | 0.21883
2020-08-31T00:00:00 | 0.30841
2020-08-31T01:00:00 | 0.1791
2020-08-31T02:00:00 | 0.20978
2020-08-31T03:00:00 | 0.16748
2020-08-31T04:00:00 | 0.32721
2020-08-31T05:00:00 | 0.25815
2020-08-31T06:00:00 | 0.18461
2020-08-31T07:00:00 | 0.14465
2020-08-31T08:00:00 | 0.34465
2020-08-31T09:00:00 | 0.20773
2020-08-31T10:00:00 | 0.36163
2020-08-31T11:00:00 | 0.20807
2020-08-31T12:00:00 | 0.3915
2020-08-31T13:00:00 | 0.23565
2020-08-31T14:00:00 | 0.18662
2020-08-31T15:00:00 | 0.27581
2020-08-31T16:00:00 | 0.35734
2020-08-31T17:00:00 | 0.41097
2020-08-31T18:00:00 | 0.20787
2020-08-31T19:00:00 | 0.30527
2020-08-31T20:00:00 | 0.19703
2020-08-31T21:00:00 | 0.41981
2020-08-31T22:00:00 | 0.39235
2020-08-31T23:00:00 | 0.35457
2020-09-01T00:00:00 | 0.12699
2020-09-01T01:00:00 | 0.37121
2020-09-01T02:00:00 | 0.14371
2020-09-01T03:00:00 | 0.20392
2020-09-01T04:00:00 | 0.33766
2020-09-01T05:00:00 | 0.39402
2020-09-01T06:00:00 | 0.22272
2020-09-01T07:00:00 | 0.15664
2020-09-01T08:00:00 | 0.37666
2020-09-01T09:00:00 | 0.37699
2020-09-01T10:00:00 | 0.38623
2020-09-01T11:00:00 | 0.35723
2020-09-01T12:00:00 | 0.40742
2020-09-01T13:00:00 | 0.17168
2020-09-01T14:00:00 | 0.39004
2020-09-01T15:00:00 | 0.24656
2020-09-01T16:00:00 | 0.10507
2020-09-01T17:00:00 | 0.30772
2020-09-01T18:00:00 | 0.37804
2020-09-01T19:00:00 | 0.32227
2020-09-01T20:00:00 | 0.41295
2020-09-01T21:00:00 | 0.1227
2020-09-01T22:00:00 | 0.10114
2020-09-01T23:00:00 | 0.29872
2020-09-02T00:00:00 | 0.20503
2020-09-02T01:00:00 | 0.25564
2020-09-02T02:00:00 | 0.2554
2020-09-02T03:00:00 | 0.32409
2020-09-02T04:00:00 | 0.20946
2020-09-02T05:00:00 | 0.17474
2020-09-02T06:00:00 | 0.25937
2020-09-02T07:00:00 | 0.38845
2020-09-02T08:00:00 | 0.11358
2020-09-02T09:00:00 | 0.27275
2020-09-02T10:00:00 | 0.40233
2020-09-02T11:00:00 | 0.23271
2020-09-02T12:00:00 | 0.20236
2020-09-02T13:00:00 | 0.40576
2020-09-02T14:00:00 | 0.20429
2020-09-02T15:00:00 | 0.38306
2020-09-02T16:00:00 | 0.33205
2020-09-02T17:00:00 | 0.22014
2020-09-02T18:00:00 | 0.3021
2020-09-02T19:00:00 | 0.39803
2020-09-02T20:00:00 | 0.31582
2020-09-02T21:00:00 | 0.23281
2020-09-02T22:00:00 | 0.12958
2020-09-02T23:00:00 | 0.26473
2020-09-03T00:00:00 | 0.29762
2020-09-03T01:00:00 | 0.31491
2020-09-03T02:00:00 | 0.29786
2020-09-03T03:00:00 | 0.22593
2020-09-03T04:00:00 | 0.22823
2020-09-03T05:00:00 | 0.40766
2020-09-03T06:00:00 | 0.28921
2020-09-03T07:00:00 | 0.33943
2020-09-03T08:00:00 | 0.35053
2020-09-03T09:00:00 | 0.31333
2020-09-03T10:00:00 | 0.34625
2020-09-03T11:00:00 | 0.24374
2020-09-03T12:00:00 | 0.254
2020-09-03T13:00:00 | 0.11415
2020-09-03T14:00:00 | 0.20849
2020-09-03T15:00:00 | 0.14642
2020-09-03T16:00:00 | 0.42954
2020-09-03T17:00:00 | 0.3326
2020-09-03T18:00:00 | 0.21239
2020-09-03T19:00:00 | 0.16872
2020-09-03T20:00:00 | 0.19204
2020-09-03T21:00:00 | 0.24095
2020-09-03T22:00:00 | 0.26453
2020-09-03T23:00:00 | 0.32582
2020-09-04T00:00:00 | 0.1127
2020-09-04T01:00:00 | 0.18507
2020-09-04T02:00:00 | 0.21664
2020-09-04T03:00:00 | 0.37774
2020-09-04T04:00:00 | 0.18022
2020-09-04T05:00:00 | 0.24742
2020-09-04T06:00:00 | 0.13105
2020-09-04T07:00:00 | 0.34879
2020-09-04T08:00:00 | 0.36387
2020-09-04T09:00:00 | 0.38136
2020-09-04T10:00:00 | 0.14635
2020-09-04T11:00:00 | 0.19759
2020-09-04T12:00:00 | 0.28432
2020-09-04T13:00:00 | 0.18041
2020-09-04T14:00:00 | 0.19558
2020-09-04T15:00:00 | 0.24927
2020-09-04T16:00:00 | 0.23325
2020-09-04T17:00:00 | 0.19152
2020-09-04T18:00:00 | 0.27036
2020-09-04T19:00:00 | 0.28558
2020-09-04T20:00:00 | 0.29182
2020-09-04T21:00:00 | 0.33893
2020-09-04T22:00:00 | 0.40625
2020-09-04T23:00:00 | 0.27011
2020-09-05T00:00:00 | 0.18907
2020-09-05T01:00:00 | 0.38189
2020-09-05T02:00:00 | 0.28769
2020-09-05T03:00:00 | 0.11805
2020-09-05T04:00:00 | 0.36319
2020-09-05T05:00:00 | 0.21208
2020-09-05T06:00:00 | 0.29071
2020-09-05T07:00:00 | 0.38532
2020-09-05T08:00:00 | 0.16691
2020-09-05T09:00:00 | 0.3924
2020-09-05T10:00:00 | 0.27834
2020-09-05T11:00:00 | 0.42163
2020-09-05T12:00:00 | 0.26325
2020-09-05T13:00:00 | 0.30322
2020-09-05T14:00:00 | 0.19225
2020-09-05T15:00:00 | 0.31172
2020-09-05T16:00:00 | 0.36727
2020-09-05T17:00:00 | 0.3348
2020-09-05T18:00:00 | 0.242
2020-09-05T19:00:00 | 0.13282
2020-09-05T20:00:00 | 0.29936
2020-09-05T21:00:00 | 0.127
2020-09-05T22:00:00 | 0.4255
2020-09-05T23:00:00 | 0.31558
2020-09-06T00:00:00 | 0.2925
2020-09-06T01:00:00 | 0.37489
2020-09-06T02:00:00 | 0.27215
2020-09-06T03:00:00 | 0.21265
2020-09-06T04:00:00 | 0.22568
2020-09-06T05:00:00 | 0.40642
2020-09-06T06:00:00 | 0.14111
2020-09-06T07:00:00 | 0.11518
2020-09-06T08:00:00 | 0.43109
2020-09-06T09:00:00 | 0.38717
2020-09-06T10:00:00 | 0.18015
2020-09-06T11:00:00 | 0.21551
2020-09-06T12:00:00 | 0.33643
2020-09-06T13:00:00 | 0.40498
2020-09-06T14:00:00 | 0.2651
2020-09-06T15:00:00 | 0.31765
2020-09-06T16:00:00 | 0.19745
2020-09-06T17:00:00 | 0.15811
2020-09-06T18:00:00 | 0.4006
2020-09-06T19:00:00 | 0.31015
2020-09-06T20:00:00 | 0.27221
2020-09-06T21:00:00 | 0.33836
2020-09-06T22:00:00 | 0.38007
2020-09-06T23:00:00 | 0.32336
2020-09-07T00:00:00 | 0.38847
2020-09-07T01:00:00 | 0.26554
2020-09-07T02:00:00 | 0.20953
2020-09-07T03:00:00 | 0.33511
2020-09-07T04:00:00 | 0.38903
2020-09-07T05:00:00 | 0.23333
2020-09-07T06:00:00 | 0.21808
2020-09-07T07:00:00 | 0.10153
2020-09-07T08:00:00 | 0.31162
2020-09-07T09:00:00 | 0.24771
2020-09-07T10:00:00 | 0.12501
2020-09-07T11:00:00 | 0.27574
2020-09-07T12:00:00 | 0.16995
2020-09-07T13:00:00 | 0.42799
2020-09-07T14:00:00 | 0.40959
2020-09-07T15:00:00 | 0.23713
2020-09-07T16:00:00 | 0.24817
2020-09-07T17:00:00 | 0.16031
2020-09-07T18:00:00 | 0.34307
2020-09-07T19:00:00 | 0.39183
2020-09-07T20:00:00 | 0.20654
2020-09-07T21:00:00 | 0.37133
2020-09-07T22:00:00 | 0.43052
2020-09-07T23:00:00 | 0.35625
2020-09-08T00:00:00 | 0.14799
2020-09-08T01:00:00 | 0.22611
2020-09-08T02:00:00 | 0.13199
2020-09-08T03:00:00 | 0.33675
2020-09-08T04:00:00 | 0.33753
2020-09-08T05:00:00 | 0.22286
2020-09-08T06:00:00 | 0.26835
2020-09-08T07:00:00 | 0.17244
2020-09-08T08:00:00 | 0.36037
2020-09-08T09:00:00 | 0.33908
2020-09-08T10:00:00 | 0.34956
2020-09-08T11:00:00 | 0.32539
2020-09-08T12:00:00 | 0.12569
2020-09-08T13:00:00 | 0.21044
2020-09-08T14:00:00 | 0.21574
2020-09-08T15:00:00 | 0.21214
2020-09-08T16:00:00 | 0.42287
2020-09-08T17:00:00 | 0.16948
2020-09-08T18:00:00 | 0.36454
2020-09-08T19:00:00 | 0.11459
2020-09-08T20:00:00 | 0.11126
2020-09-08T21:00:00 | 0.28195
2020-09-08T22:00:00 | 0.30626
2020-09-08T23:00:00 | 0.22221
2020-09-09T00:00:00 | 0.27639
2020-09-09T01:00:00 | 0.32633
2020-09-09T02:00:00 | 0.38122
2020-09-09T03:00:00 | 0.2511
2020-09-09T04:00:00 | 0.24673
2020-09-09T05:00:00 | 0.21429
2020-09-09T06:00:00 | 0.12401
2020-09-09T07:00:00 | 0.11828
2020-09-09T08:00:00 | 0.31787
2020-09-09T09:00:00 | 0.22172
2020-09-09T10:00:00 | 0.12842
2020-09-09T11:00:00 | 0.17813
2020-09-09T12:00:00 | 0.205
2020-09-09T13:00:00 | 0.32794
2020-09-09T14:00:00 | 0.22075
2020-09-09T15:00:00 | 0.14877
2020-09-09T16:00:00 | 0.18833
2020-09-09T17:00:00 | 0.17849
2020-09-09T18:00:00 | 0.21135
2020-09-09T19:00:00 | 0.19734
2020-09-09T20:00:00 | 0.2789
2020-09-09T21:00:00 | 0.22874
2020-09-09T22:00:00 | 0.32311
2020-09-09T23:00:00 | 0.18262
2020-09-10T00:00:00 | 0.3702
2020-09-10T01:00:00 | 0.18387
2020-09-10T02:00:00 | 0.40353
2020-09-10T03:00:00 | 0.29722
2020-09-10T04:00:00 | 0.16593
2020-09-10T05:00:00 | 0.23415
2020-09-10T06:00:00 | 0.30465
2020-09-10T07:00:00 | 0.2211
2020-09-10T08:00:00 | 0.19258
2020-09-10T09:00:00 | 0.12967
2020-09-10T10:00:00 | 0.33857
2020-09-10T11:00:00 | 0.35631
2020-09-10T12:00:00 | 0.1372
2020-09-10T13:00:00 | 0.10038
2020-09-10T14:00:00 | 0.40673
2020-09-10T15:00:00 | 0.38645
2020-09-10T16:00:00 | 0.40734
2020-09-10T17:00:00 | 0.34904
2020-09-10T18:00:00 | 0.18371
2020-09-10T19:00:00 | 0.23627
2020-09-10T20:00:00 | 0.41227
2020-09-10T21:00:00 | 0.35721
2020-09-10T22:00:00 | 0.12807
2020-09-10T23:00:00 | 0.41035
2020-09-11T00:00:00 | 0.17055
2020-09-11T01:00:00 | 0.1674
2020-09-11T02:00:00 | 0.11581
2020-09-11T03:00:00 | 0.30323
2020-09-11T04:00:00 | 0.2206
2020-09-11T05:00:00 | 0.16464
2020-09-11T06:00:00 | 0.26518
2020-09-11T07:00:00 | 0.30832
2020-09-11T08:00:00 | 0.20191
2020-09-11T09:00:00 | 0.36285
2020-09-11T10:00:00 | 0.32516
2020-09-11T11:00:00 | 0.20609
2020-09-11T12:00:00 | 0.10495
2020-09-11T13:00:00 | 0.12585
2020-09-11T14:00:00 | 0.14159
2020-09-11T15:00:00 | 0.41083
2020-09-11T16:00:00 | 0.29513
2020-09-11T17:00:00 | 0.22819
2020-09-11T18:00:00 | 0.26784
2020-09-11T19:00:00 | 0.10911
2020-09-11T20:00:00 | 0.16314
2020-09-11T21:00:00 | 0.41807
2020-09-11T22:00:00 | 0.20819
2020-09-11T23:00:00 | 0.4302
2020-09-12T00:00:00 | 0.38282
2020-09-12T01:00:00 | 0.2677
2020-09-12T02:00:00 | 0.4137
2020-09-12T03:00:00 | 0.23646
2020-09-12T04:00:00 | 0.14649
2020-09-12T05:00:00 | 0.33782
2020-09-12T06:00:00 | 0.35494
2020-09-12T07:00:00 | 0.38176
2020-09-12T08:00:00 | 0.41542
2020-09-12T09:00:00 | 0.25903
2020-09-12T10:00:00 | 0.34191
2020-09-12T11:00:00 | 0.18095
2020-09-12T12:00:00 | 0.32688
2020-09-12T13:00:00 | 0.10212
2020-09-12T14:00:00 | 0.2291
2020-09-12T15:00:00 | 0.36926
2020-09-12T16:00:00 | 0.24522
2020-09-12T17:00:00 | 0.17509
2020-09-12T18:00:00 | 0.33635
2020-09-12T19:00:00 | 0.13245
2020-09-12T20:00:00 | 0.18744
2020-09-12T21:00:00 | 0.37414
2020-09-12T22:00:00 | 0.35128
2020-09-12T23:00:00 | 0.36937
2020-09-13T00:00:00 | 0.19215
2020-09-13T01:00:00 | 0.18598
2020-09-13T02:00:00 | 0.37626
2020-09-13T03:00:00 | 0.10965
2020-09-13T04:00:00 | 0.3647
2020-09-13T05:00:00 | 0.21883
2020-09-13T06:00:00 | 0.19333
2020-09-13T07:00:00 | 0.31953
2020-09-13T08:00:00 | 0.12232
2020-09-13T09:00:00 | 0.40653
2020-09-13T10:00:00 | 0.36585
2020-09-13T11:00:00 | 0.1285
2020-09-13T12:00:00 | 0.16044
2020-09-13T13:00:00 | 0.14201
2020-09-13T14:00:00 | 0.29455
2020-09-13T15:00:00 | 0.40244
2020-09-13T16:00:00 | 0.1273
2020-09-13T17:00:00 | 0.14953
2020-09-13T18:00:00 | 0.31516
2020-09-13T19:00:00 | 0.281
2020-09-13T20:00:00 | 0.16554
2020-09-13T21:00:00 | 0.42335
2020-09-13T22:00:00 | 0.30382
2020-09-13T23:00:00 | 0.26837
2020-09-14T00:00:00 | 0.29283
2020-09-14T01:00:00 | 0.14314
2020-09-14T02:00:00 | 0.33099
2020-09-14T03:00:00 | 0.29667
2020-09-14T04:00:00 | 0.37179
2020-09-14T05:00:00 | 0.1123
2020-09-14T06:00:00 | 0.1582
2020-09-14T07:00:00 | 0.22568
2020-09-14T08:00:00 | 0.31121
2020-09-14T09:00:00 | 0.24838
2020-09-14T10:00:00 | 0.38204
2020-09-14T11:00:00 | 0.4323
2020-09-14T12:00:00 | 0.31784
2020-09-14T13:00:00 | 0.15938
2020-09-14T14:00:00 | 0.33208
2020-09-14T15:00:00 | 0.31047
2020-09-14T16:00:00 | 0.2046
2020-09-14T17:00:00 | 0.42722
2020-09-14T18:00:00 | 0.24671
2020-09-14T19:00:00 | 0.32801
2020-09-14T20:00:00 | 0.38408
2020-09-14T21:00:00 | 0.38622
2020-09-14T22:00:00 | 0.21392
2020-09-14T23:00:00 | 0.3746
2020-09-15T00:00:00 | 0.25069
2020-09-15T01:00:00 | 0.20718
2020-09-15T02:00:00 | 0.3883
2020-09-15T03:00:00 | 0.14261
2020-09-15T04:00:00 | 0.14445
2020-09-15T05:00:00 | 0.31898
2020-09-15T06:00:00 | 0.19201
2020-09-15T07:00:00 | 0.16164
2020-09-15T08:00:00 | 0.35003
2020-09-15T09:00:00 | 0.18576
2020-09-15T10:00:00 | 0.35134
2020-09-15T11:00:00 | 0.20447
2020-09-15T12:00:00 | 0.16673
2020-09-15T13:00:00 | 0.36307
2020-09-15T14:00:00 | 0.23556
2020-09-15T15:00:00 | 0.28064
2020-09-15T16:00:00 | 0.40876
2020-09-15T17:00:00 | 0.30274
2020-09-15T18:00:00 | 0.33868
2020-09-15T19:00:00 | 0.19795
2020-09-15T20:00:00 | 0.13921
2020-09-15T21:00:00 | 0.11053
2020-09-15T22:00:00 | 0.31508
2020-09-15T23:00:00 | 0.17622
2020-09-16T00:00:00 | 0.29414
2020-09-16T01:00:00 | 0.15336
2020-09-16T02:00:00 | 0.31409
2020-09-16T03:00:00 | 0.24263
2020-09-16T04:00:00 | 0.17185
2020-09-16T05:00:00 | 0.13979
2020-09-16T06:00:00 | 0.41027
2020-09-16T07:00:00 | 0.1049
2020-09-16T08:00:00 | 0.40743
2020-09-16T09:00:00 | 0.31889
2020-09-16T10:00:00 | 0.2809
2020-09-16T11:00:00 | 0.27037
2020-09-16T12:00:00 | 0.14837
2020-09-16T13:00:00 | 0.3904
2020-09-16T14:00:00 | 0.37957
2020-09-16T15:00:00 | 0.27883
2020-09-16T16:00:00 | 0.39655
2020-09-16T17:00:00 | 0.41417
2020-09-16T18:00:00 | 0.39092
2020-09-16T19:00:00 | 0.27545
2020-09-16T20:00:00 | 0.17631
2020-09-16T21:00:00 | 0.26039
2020-09-16T22:00:00 | 0.35516
2020-09-16T23:00:00 | 0.29825
2020-09-17T00:00:00 | 0.25592
2020-09-17T01:00:00 | 0.14686
2020-09-17T02:00:00 | 0.13376
2020-09-17T03:00:00 | 0.1608
2020-09-17T04:00:00 | 0.12114
2020-09-17T05:00:00 | 0.17002
2020-09-17T06:00:00 | 0.19334
2020-09-17T07:00:00 | 0.15233
2020-09-17T08:00:00 | 0.42587
2020-09-17T09:00:00 | 0.42272
2020-09-17T10:00:00 | 0.17635
2020-09-17T11:00:00 | 0.13374
2020-09-17T12:00:00 | 0.36544
2020-09-17T13:00:00 | 0.40904
2020-09-17T14:00:00 | 0.11005
2020-09-17T15:00:00 | 0.34427
2020-09-17T16:00:00 | 0.39572
2020-09-17T17:00:00 | 0.19662
2020-09-17T18:00:00 | 0.35693
2020-09-17T19:00:00 | 0.30329
2020-09-17T20:00:00 | 0.28446
2020-09-17T21:00:00 | 0.27659
2020-09-17T22:00:00 | 0.13137
2020-09-17T23:00:00 | 0.35526
2020-09-18T00:00:00 | 0.33924
2020-09-18T01:00:00 | 0.30255
2020-09-18T02:00:00 | 0.18155
2020-09-18T03:00:00 | 0.24188
2020-09-18T04:00:00 | 0.25129
2020-09-18T05:00:00 | 0.1446
2020-09-18T06:00:00 | 0.25399
2020-09-18T07:00:00 | 0.3104
2020-09-18T08:00:00 | 0.37863
2020-09-18T09:00:00 | 0.42779
2020-09-18T10:00:00 | 0.27185
2020-09-18T11:00:00 | 0.34652
2020-09-18T12:00:00 | 0.35864
2020-09-18T13:00:00 | 0.26305
2020-09-18T14:00:00 | 0.15587
2020-09-18T15:00:00 | 0.41495
2020-09-18T16:00:00 | 0.14028
2020-09-18T17:00:00 | 0.21283
2020-09-18T18:00:00 | 0.35477
2020-09-18T19:00:00 | 0.24213
2020-09-18T20:00:00 | 0.11384
2020-09-18T21:00:00 | 0.32917
2020-09-18T22:00:00 | 0.11267
2020-09-18T23:00:00 | 0.42282
2020-09-19T00:00:00 | 0.30066
2020-09-19T01:00:00 | 0.14447
2020-09-19T02:00:00 | 0.22133
2020-09-19T03:00:00 | 0.24459
2020-09-19T04:00:00 | 0.21137
2020-09-19T05:00:00 | 0.39829
2020-09-19T06:00:00 | 0.10249
2020-09-19T07:00:00 | 0.13778
2020-09-19T08:00:00 | 0.29072
2020-09-19T09:00:00 | 0.38258
2020-09-19T10:00:00 | 0.15922
2020-09-19T11:00:00 | 0.22983
2020-09-19T12:00:00 | 0.37442
2020-09-19T13:00:00 | 0.34469
2020-09-19T14:00:00 | 0.19343
2020-09-19T15:00:00 | 0.36572
2020-09-19T16:00:00 | 0.26903
2020-09-19T17:00:00 | 0.30069
2020-09-19T18:00:00 | 0.20373
2020-09-19T19:00:00 | 0.2135
2020-09-19T20:00:00 | 0.27622
2020-09-19T21:00:00 | 0.26756
2020-09-19T22:00:00 | 0.31742
2020-09-19T23:00:00 | 0.34569
2020-09-20T00:00:00 | 0.106
2020-09-20T01:00:00 | 0.36308
2020-09-20T02:00:00 | 0.31595
2020-09-20T03:00:00 | 0.22728
2020-09-20T04:00:00 | 0.15508
2020-09-20T05:00:00 | 0.27222
2020-09-20T06:00:00 | 0.27311
2020-09-20T07:00:00 | 0.2204
2020-09-20T08:00:00 | 0.28654
2020-09-20T09:00:00 | 0.13728
2020-09-20T10:00:00 | 0.30808
2020-09-20T11:00:00 | 0.13987
2020-09-20T12:00:00 | 0.21803
2020-09-20T13:00:00 | 0.18596
2020-09-20T14:00:00 | 0.42967
2020-09-20T15:00:00 | 0.28757
2020-09-20T16:00:00 | 0.27868
2020-09-20T17:00:00 | 0.26901
2020-09-20T18:00:00 | 0.3612
2020-09-20T19:00:00 | 0.34754
2020-09-20T20:00:00 | 0.23003
2020-09-20T21:00:00 | 0.21311
2020-09-20T22:00:00 | 0.242
2020-09-20T23:00:00 | 0.23724
2020-09-21T00:00:00 | 0.37715
2020-09-21T01:00:00 | 0.3591
2020-09-21T02:00:00 | 0.29515
2020-09-21T03:00:00 | 0.15929
2020-09-21T04:00:00 | 0.41134
2020-09-21T05:00:00 | 0.11804
2020-09-21T06:00:00 | 0.1267
2020-09-21T07:00:00 | 0.10376
2020-09-21T08:00:00 | 0.2334
2020-09-21T09:00:00 | 0.43099
2020-09-21T10:00:00 | 0.26619
2020-09-21T11:00:00 | 0.14269
2020-09-21T12:00:00 | 0.15225
2020-09-21T13:00:00 | 0.4005
2020-09-21T14:00:00 | 0.36571
2020-09-21T15:00:00 | 0.20527
2020-09-21T16:00:00 | 0.32257
2020-09-21T17:00:00 | 0.40649
2020-09-21T18:00:00 | 0.28002
2020-09-21T19:00:00 | 0.39495
2020-09-21T20:00:00 | 0.1022
2020-09-21T21:00:00 | 0.12817
2020-09-21T22:00:00 | 0.28075
2020-09-21T23:00:00 | 0.32575
2020-09-22T00:00:00 | 0.26188
2020-09-22T01:00:00 | 0.14864
2020-09-22T02:00:00 | 0.25123
2020-09-22T03:00:00 | 0.39723
2020-09-22T04:00:00 | 0.20634
2020-09-22T05:00:00 | 0.36817
2020-09-22T06:00:00 | 0.41083
2020-09-22T07:00:00 | 0.22225
2020-09-22T08:00:00 | 0.3959
2020-09-22T09:00:00 | 0.33062
2020-09-22T10:00:00 | 0.12177
2020-09-22T11:00:00 | 0.2085
2020-09-22T12:00:00 | 0.11132
2020-09-22T13:00:00 | 0.10125
2020-09-22T14:00:00 | 0.2483
2020-09-22T15:00:00 | 0.37303
2020-09-22T16:00:00 | 0.19058
2020-09-22T17:00:00 | 0.19187
2020-09-22T18:00:00 | 0.18803
2020-09-22T19:00:00 | 0.28864
2020-09-22T20:00:00 | 0.14125
2020-09-22T21:00:00 | 0.31951
2020-09-22T22:00:00 | 0.42566
2020-09-22T23:00:00 | 0.14611
2020-09-23T00:00:00 | 0.31294
2020-09-23T01:00:00 | 0.20187
2020-09-23T02:00:00 | 0.15816
2020-09-23T03:00:00 | 0.2872
2020-09-23T04:00:00 | 0.20523
2020-09-23T05:00:00 | 0.29585
2020-09-23T06:00:00 | 0.1285
2020-09-23T07:00:00 | 0.28629
2020-09-23T08:00:00 | 0.12413
2020-09-23T09:00:00 | 0.2903
2020-09-23T10:00:00 | 0.2651
2020-09-23T11:00:00 | 0.21216
2020-09-23T12:00:00 | 0.23006
2020-09-23T13:00:00 | 0.10697
2020-09-23T14:00:00 | 0.37254
2020-09-23T15:00:00 | 0.21665
2020-09-23T16:00:00 | 0.10057
2020-09-23T17:00:00 | 0.24933
2020-09-23T18:00:00 | 0.30765
2020-09-23T19:00:00 | 0.28225
2020-09-23T20:00:00 | 0.25938
2020-09-23T21:00:00 | 0.32216
2020-09-23T22:00:00 | 0.15815
2020-09-23T23:00:00 | 0.27137
2020-09-24T00:00:00 | 0.29906
2020-09-24T01:00:00 | 0.31421
2020-09-24T02:00:00 | 0.20893
2020-09-24T03:00:00 | 0.34842
2020-09-24T04:00:00 | 0.18418
2020-09-24T05:00:00 | 0.21982
2020-09-24T06:00:00 | 0.20296
2020-09-24T07:00:00 | 0.31181
2020-09-24T08:00:00 | 0.34595
2020-09-24T09:00:00 | 0.41804
2020-09-24T10:00:00 | 0.14697
2020-09-24T11:00:00 | 0.17743
2020-09-24T12:00:00 | 0.11053
2020-09-24T13:00:00 | 0.29344
2020-09-24T14:00:00 | 0.31005
2020-09-24T15:00:00 | 0.34712
2020-09-24T16:00:00 | 0.37671
2020-09-24T17:00:00 | 0.42181
2020-09-24T18:00:00 | 0.19836
2020-09-24T19:00:00 | 0.40569
2020-09-24T20:00:00 | 0.40231
2020-09-24T21:00:00 | 0.29309
2020-09-24T22:00:00 | 0.15516
2020-09-24T23:00:00 | 0.1583
2020-09-25T00:00:00 | 0.31109
2020-09-25T01:00:00 | 0.14459
2020-09-25T02:00:00 | 0.26809
2020-09-25T03:00:00 | 0.3002
2020-09-25T04:00:00 | 0.29469
2020-09-25T05:00:00 | 0.12252
2020-09-25T06:00:00 | 0.3334
2020-09-25T07:00:00 | 0.23926
2020-09-25T08:00:00 | 0.33731
2020-09-25T09:00:00 | 0.14695
2020-09-25T10:00:00 | 0.30405
2020-09-25T11:00:00 | 0.22479
2020-09-25T12:00:00 | 0.34876
2020-09-25T13:00:00 | 0.36014
2020-09-25T14:00:00 | 0.40149
2020-09-25T15:00:00 | 0.26341
2020-09-25T16:00:00 | 0.24413
2020-09-25T17:00:00 | 0.26668
2020-09-25T18:00:00 | 0.18339
2020-09-25T19:00:00 | 0.1897
2020-09-25T20:00:00 | 0.41285
2020-09-25T21:00:00 | 0.26748
2020-09-25T22:00:00 | 0.28173
2020-09-25T23:00:00 | 0.30713
2020-09-26T00:00:00 | 0.34996
2020-09-26T01:00:00 | 0.28906
2020-09-26T02:00:00 | 0.34932
2020-09-26T03:00:00 | 0.20306
2020-09-26T04:00:00 | 0.18336
2020-09-26T05:00:00 | 0.16946
2020-09-26T06:00:00 | 0.27171
2020-09-26T07:00:00 | 0.31534
2020-09-26T08:00:00 | 0.10589
2020-09-26T09:00:00 | 0.30669
2020-09-26T10:00:00 | 0.2453
2020-09-26T11:00:00 | 0.3
2020-09-26T12:00:00 | 0.1867
2020-09-26T13:00:00 | 0.39155
2020-09-26T14:00:00 | 0.33934
2020-09-26T15:00:00 | 0.19851
2020-09-26T16:00:00 | 0.41065
2020-09-26T17:00:00 | 0.26471
2020-09-26T18:00:00 | 0.40585
2020-09-26T19:00:00 | 0.30553
2020-09-26T20:00:00 | 0.36727
2020-09-26T21:00:00 | 0.29516
2020-09-26T22:00:00 | 0.42609
2020-09-26T23:00:00 | 0.32868
2020-09-27T00:00:00 | 0.106
2020-09-27T01:00:00 | 0.31211
2020-09-27T02:00:00 | 0.40567
2020-09-27T03:00:00 | 0.14252
2020-09-27T04:00:00 | 0.36052
2020-09-27T05:00:00 | 0.42318
2020-09-27T06:00:00 | 0.30394
2020-09-27T07:00:00 | 0.20115
2020-09-27T08:00:00 | 0.42115
2020-09-27T09:00:00 | 0.15009
2020-09-27T10:00:00 | 0.19924
2020-09-27T11:00:00 | 0.15825
2020-09-27T12:00:00 | 0.3653
2020-09-27T13:00:00 | 0.23528
2020-09-27T14:00:00 | 0.11138
2020-09-27T15:00:00 | 0.3422
2020-09-27T16:00:00 | 0.42261
2020-09-27T17:00:00 | 0.23295
2020-09-27T18:00:00 | 0.27841
2020-09-27T19:00:00 | 0.21361
2020-09-27T20:00:00 | 0.23729
2020-09-27T21:00:00 | 0.36396
2020-09-27T22:00:00 | 0.29074
2020-09-27T23:00:00 | 0.28942
2020-09-28T00:00:00 | 0.28158
2020-09-28T01:00:00 | 0.41589
2020-09-28T02:00:00 | 0.39661
2020-09-28T03:00:00 | 0.33135
2020-09-28T04:00:00 | 0.34532
2020-09-28T05:00:00 | 0.40151
2020-09-28T06:00:00 | 0.14834
2020-09-28T07:00:00 | 0.25175
2020-09-28T08:00:00 | 0.42548
2020-09-28T09:00:00 | 0.34361
2020-09-28T10:00:00 | 0.11225
2020-09-28T11:00:00 | 0.25735
2020-09-28T12:00:00 | 0.23604
2020-09-28T13:00:00 | 0.37382
2020-09-28T14:00:00 | 0.2776
2020-09-28T15:00:00 | 0.27545
2020-09-28T16:00:00 | 0.36542
2020-09-28T17:00:00 | 0.26298
2020-09-28T18:00:00 | 0.30819
2020-09-28T19:00:00 | 0.23744
2020-09-28T20:00:00 | 0.4034
2020-09-28T21:00:00 | 0.19828
2020-09-28T22:00:00 | 0.23781
2020-09-28T23:00:00 | 0.32064
2020-09-29T00:00:00 | 0.30317
2020-09-29T01:00:00 | 0.36379
2020-09-29T02:00:00 | 0.26508
2020-09-29T03:00:00 | 0.17447
2020-09-29T04:00:00 | 0.34844
2020-09-29T05:00:00 | 0.39807
2020-09-29T06:00:00 | 0.30641
2020-09-29T07:00:00 | 0.31277
2020-09-29T08:00:00 | 0.27007
2020-09-29T09:00:00 | 0.18675
2020-09-29T10:00:00 | 0.42534
2020-09-29T11:00:00 | 0.31865
2020-09-29T12:00:00 | 0.27506
2020-09-29T13:00:00 | 0.2661
2020-09-29T14:00:00 | 0.1114
2020-09-29T15:00:00 | 0.13134
2020-09-29T16:00:00 | 0.23472
2020-09-29T17:00:00 | 0.13642
2020-09-29T18:00:00 | 0.29055
2020-09-29T19:00:00 | 0.28519
2020-09-29T20:00:00 | 0.16757
2020-09-29T21:00:00 | 0.14727
2020-09-29T22:00:00 | 0.32998
2020-09-29T23:00:00 | 0.42248
2020-09-30T00:00:00 | 0.14508
2020-09-30T01:00:00 | 0.34745
2020-09-30T02:00:00 | 0.12647
2020-09-30T03:00:00 | 0.10225
2020-09-30T04:00:00 | 0.20074
2020-09-30T05:00:00 | 0.39628
2020-09-30T06:00:00 | 0.33863
2020-09-30T07:00:00 | 0.39141
2020-09-30T08:00:00 | 0.30368
2020-09-30T09:00:00 | 0.40387
2020-09-30T10:00:00 | 0.35794
2020-09-30T11:00:00 | 0.42027
2020-09-30T12:00:00 | 0.19901
2020-09-30T13:00:00 | 0.12033
2020-09-30T14:00:00 | 0.2328
2020-09-30T15:00:00 | 0.26847
2020-09-30T16:00:00 | 0.36879
2020-09-30T17:00:00 | 0.38705
2020-09-30T18:00:00 | 0.19024
2020-09-30T19:00:00 | 0.35816
2020-09-30T20:00:00 | 0.41698
2020-09-30T21:00:00 | 0.43142
2020-09-30T22:00:00 | 0.32119
2020-09-30T23:00:00 | 0.33596
2020-10-01T00:00:00 | 0.10431
2020-10-01T01:00:00 | 0.17202
2020-10-01T02:00:00 | 0.43156
2020-10-01T03:00:00 | 0.35233
2020-10-01T04:00:00 | 0.14131
2020-10-01T05:00:00 | 0.31399
2020-10-01T06:00:00 | 0.22215
2020-10-01T07:00:00 | 0.13201
2020-10-01T08:00:00 | 0.42589
2020-10-01T09:00:00 | 0.31412
2020-10-01T10:00:00 | 0.22384
2020-10-01T11:00:00 | 0.16165
2020-10-01T12:00:00 | 0.15358
2020-10-01T13:00:00 | 0.11309
2020-10-01T14:00:00 | 0.15597
2020-10-01T15:00:00 | 0.31037
2020-10-01T16:00:00 | 0.13745
2020-10-01T17:00:00 | 0.34746
2020-10-01T18:00:00 | 0.11342
2020-10-01T19:00:00 | 0.17489
2020-10-01T20:00:00 | 0.28701
2020-10-01T21:00:00 | 0.26164
2020-10-01T22:00:00 | 0.37505
2020-10-01T23:00:00 | 0.17229
2020-10-02T00:00:00 | 0.14067
2020-10-02T01:00:00 | 0.14238
2020-10-02T02:00:00 | 0.37666
2020-10-02T03:00:00 | 0.4289
2020-10-02T04:00:00 | 0.27229
2020-10-02T05:00:00 | 0.26428
2020-10-02T06:00:00 | 0.13659
2020-10-02T07:00:00 | 0.33659
2020-10-02T08:00:00 | 0.30953
2020-10-02T09:00:00 | 0.16862
2020-10-02T10:00:00 | 0.1392
2020-10-02T11:00:00 | 0.27168
2020-10-02T12:00:00 | 0.4015
2020-10-02T13:00:00 | 0.29199
2020-10-02T14:00:00 | 0.28495
2020-10-02T15:00:00 | 0.17611
2020-10-02T16:00:00 | 0.36377
2020-10-02T17:00:00 | 0.42873
2020-10-02T18:00:00 | 0.32512
2020-10-02T19:00:00 | 0.18543
2020-10-02T20:00:00 | 0.24922
2020-10-02T21:00:00 | 0.29601
2020-10-02T22:00:00 | 0.37154
2020-10-02T23:00:00 | 0.18028
2020-10-03T00:00:00 | 0.3232
2020-10-03T01:00:00 | 0.3787
2020-10-03T02:00:00 | 0.1568
2020-10-03T03:00:00 | 0.35556
2020-10-03T04:00:00 | 0.41404
2020-10-03T05:00:00 | 0.3367
2020-10-03T06:00:00 | 0.10956
2020-10-03T07:00:00 | 0.15893
2020-10-03T08:00:00 | 0.17862
2020-10-03T09:00:00 | 0.36851
2020-10-03T10:00:00 | 0.19805
2020-10-03T11:00:00 | 0.31275
2020-10-03T12:00:00 | 0.33792
2020-10-03T13:00:00 | 0.3451
2020-10-03T14:00:00 | 0.42551
2020-10-03T15:00:00 | 0.13569
2020-10-03T16:00:00 | 0.39598
2020-10-03T17:00:00 | 0.20786
2020-10-03T18:00:00 | 0.17698
2020-10-03T19:00:00 | 0.21328
2020-10-03T20:00:00 | 0.19848
2020-10-03T21:00:00 | 0.22589
2020-10-03T22:00:00 | 0.22198
2020-10-03T23:00:00 | 0.29194
2020-10-04T00:00:00 | 0.3801
2020-10-04T01:00:00 | 0.19732
2020-10-04T02:00:00 | 0.15927
2020-10-04T03:00:00 | 0.37323
2020-10-04T04:00:00 | 0.13153
2020-10-04T05:00:00 | 0.38914
2020-10-04T06:00:00 | 0.18322
2020-10-04T07:00:00 | 0.36918
2020-10-04T08:00:00 | 0.14408
2020-10-04T09:00:00 | 0.14918
2020-10-04T10:00:00 | 0.28395
2020-10-04T11:00:00 | 0.41286
2020-10-04T12:00:00 | 0.17182
2020-10-04T13:00:00 | 0.14231
2020-10-04T14:00:00 | 0.28939
2020-10-04T15:00:00 | 0.10021
2020-10-04T16:00:00 | 0.25137
2020-10-04T17:00:00 | 0.24559
2020-10-04T18:00:00 | 0.30203
2020-10-04T19:00:00 | 0.29259
2020-10-04T20:00:00 | 0.18258
2020-10-04T21:00:00 | 0.32785
2020-10-04T22:00:00 | 0.1743
2020-10-04T23:00:00 | 0.17565
2020-10-05T00:00:00 | 0.18889
2020-10-05T01:00:00 | 0.20582
2020-10-05T02:00:00 | 0.29235
2020-10-05T03:00:00 | 0.15601
2020-10-05T04:00:00 | 0.35951
2020-10-05T05:00:00 | 0.24011
2020-10-05T06:00:00 | 0.3035
2020-10-05T07:00:00 | 0.10146
2020-10-05T08:00:00 | 0.25044
2020-10-05T09:00:00 | 0.28275
2020-10-05T10:00:00 | 0.21066
2020-10-05T11:00:00 | 0.22251
2020-10-05T12:00:00 | 0.17902
2020-10-05T13:00:00 | 0.27881
2020-10-05T14:00:00 | 0.20157
2020-10-05T15:00:00 | 0.38492
2020-10-05T16:00:00 | 0.19688
2020-10-05T17:00:00 | 0.16676
2020-10-05T18:00:00 | 0.35213
2020-10-05T19:00:00 | 0.24758
2020-10-05T20:00:00 | 0.20463
2020-10-05T21:00:00 | 0.16989
2020-10-05T22:00:00 | 0.38487
2020-10-05T23:00:00 | 0.10174
2020-10-06T00:00:00 | 0.40181
2020-10-06T01:00:00 | 0.1246
2020-10-06T02:00:00 | 0.33287
2020-10-06T03:00:00 | 0.40982
2020-10-06T04:00:00 | 0.1072
2020-10-06T05:00:00 | 0.42903
2020-10-06T06:00:00 | 0.17913
2020-10-06T07:00:00 | 0.17164
2020-10-06T08:00:00 | 0.21373
2020-10-06T09:00:00 | 0.11799
2020-10-06T10:00:00 | 0.34023
2020-10-06T11:00:00 | 0.24238
2020-10-06T12:00:00 | 0.37261
2020-10-06T13:00:00 | 0.29407
2020-10-06T14:00:00 | 0.41955
2020-10-06T15:00:00 | 0.12409
2020-10-06T16:00:00 | 0.26754
2020-10-06T17:00:00 | 0.11953
2020-10-06T18:00:00 | 0.22311
2020-10-06T19:00:00 | 0.16483
2020-10-06T20:00:00 | 0.36992
2020-10-06T21:00:00 | 0.28102
2020-10-06T22:00:00 | 0.2283
2020-10-06T23:00:00 | 0.221
2020-10-07T00:00:00 | 0.11948
2020-10-07T01:00:00 | 0.18281
2020-10-07T02:00:00 | 0.4179
2020-10-07T03:00:00 | 0.1503
2020-10-07T04:00:00 | 0.17909
2020-10-07T05:00:00 | 0.31461
2020-10-07T06:00:00 | 0.40375
2020-10-07T07:00:00 | 0.38122
2020-10-07T08:00:00 | 0.34093
2020-10-07T09:00:00 | 0.17791
2020-10-07T10:00:00 | 0.41735
2020-10-07T11:00:00 | 0.40791
2020-10-07T12:00:00 | 0.25212
2020-10-07T13:00:00 | 0.4137
2020-10-07T14:00:00 | 0.18336
2020-10-07T15:00:00 | 0.41558
2020-10-07T16:00:00 | 0.12517
2020-10-07T17:00:00 | 0.1461
2020-10-07T18:00:00 | 0.39372
2020-10-07T19:00:00 | 0.35236
2020-10-07T20:00:00 | 0.20289
2020-10-07T21:00:00 | 0.16352
2020-10-07T22:00:00 | 0.28812
2020-10-07T23:00:00 | 0.11957
2020-10-08T00:00:00 | 0.24501
2020-10-08T01:00:00 | 0.11019
2020-10-08T02:00:00 | 0.27731
2020-10-08T03:00:00 | 0.19752
2020-10-08T04:00:00 | 0.10848
2020-10-08T05:00:00 | 0.22166
2020-10-08T06:00:00 | 0.16952
2020-10-08T07:00:00 | 0.10804
2020-10-08T08:00:00 | 0.24746
2020-10-08T09:00:00 | 0.31658
2020-10-08T10:00:00 | 0.22962
2020-10-08T11:00:00 | 0.41039
2020-10-08T12:00:00 | 0.34512
2020-10-08T13:00:00 | 0.26934
2020-10-08T14:00:00 | 0.33099
2020-10-08T15:00:00 | 0.21074
2020-10-08T16:00:00 | 0.2258
2020-10-08T17:00:00 | 0.27765
2020-10-08T18:00:00 | 0.22771
2020-10-08T19:00:00 | 0.43244
2020-10-08T20:00:00 | 0.13767
2020-10-08T21:00:00 | 0.17563
2020-10-08T22:00:00 | 0.30817
2020-10-08T23:00:00 | 0.26554
2020-10-09T00:00:00 | 0.3843
2020-10-09T01:00:00 | 0.31822
2020-10-09T02:00:00 | 0.42679
2020-10-09T03:00:00 | 0.23078
2020-10-09T04:00:00 | 0.11888
2020-10-09T05:00:00 | 0.33071
2020-10-09T06:00:00 | 0.31046
2020-10-09T07:00:00 | 0.12176
2020-10-09T08:00:00 | 0.10095
2020-10-09T09:00:00 | 0.17022
2020-10-09T10:00:00 | 0.30332
2020-10-09T11:00:00 | 0.22413
2020-10-09T12:00:00 | 0.41621
2020-10-09T13:00:00 | 0.293
2020-10-09T14:00:00 | 0.16962
2020-10-09T15:00:00 | 0.17474
2020-10-09T16:00:00 | 0.39697
2020-10-09T17:00:00 | 0.16523
2020-10-09T18:00:00 | 0.19421
2020-10-09T19:00:00 | 0.1875
2020-10-09T20:00:00 | 0.25342
2020-10-09T21:00:00 | 0.22686
2020-10-09T22:00:00 | 0.41588
2020-10-09T23:00:00 | 0.22153
2020-10-10T00:00:00 | 0.33427
2020-10-10T01:00:00 | 0.39719
2020-10-10T02:00:00 | 0.35645
2020-10-10T03:00:00 | 0.22841
2020-10-10T04:00:00 | 0.32715
2020-10-10T05:00:00 | 0.15303
2020-10-10T06:00:00 | 0.17986
2020-10-10T07:00:00 | 0.32032
2020-10-10T08:00:00 | 0.33744
2020-10-10T09:00:00 | 0.11156
2020-10-10T10:00:00 | 0.42921
2020-10-10T11:00:00 | 0.40094
2020-10-10T12:00:00 | 0.27915
2020-10-10T13:00:00 | 0.42116
2020-10-10T14:00:00 | 0.11763
2020-10-10T15:00:00 | 0.24047
2020-10-10T16:00:00 | 0.23172
2020-10-10T17:00:00 | 0.21793
2020-10-10T18:00:00 | 0.24927
2020-10-10T19:00:00 | 0.26666
2020-10-10T20:00:00 | 0.2916
2020-10-10T21:00:00 | 0.34734
2020-10-10T22:00:00 | 0.2128
2020-10-10T23:00:00 | 0.28841
2020-10-11T00:00:00 | 0.25065
2020-10-11T01:00:00 | 0.41805
2020-10-11T02:00:00 | 0.24351
2020-10-11T03:00:00 | 0.18697
2020-10-11T04:00:00 | 0.33368
2020-10-11T05:00:00 | 0.38093
2020-10-11T06:00:00 | 0.39982
2020-10-11T07:00:00 | 0.40754
2020-10-11T08:00:00 | 0.38333
2020-10-11T09:00:00 | 0.37394
2020-10-11T10:00:00 | 0.31244
2020-10-11T11:00:00 | 0.24972
2020-10-11T12:00:00 | 0.30167
2020-10-11T13:00:00 | 0.17322
2020-10-11T14:00:00 | 0.29252
2020-10-11T15:00:00 | 0.33203
2020-10-11T16:00:00 | 0.29888
2020-10-11T17:00:00 | 0.32098
2020-10-11T18:00:00 | 0.42086
2020-10-11T19:00:00 | 0.24694
2020-10-11T20:00:00 | 0.43129
2020-10-11T21:00:00 | 0.37628
2020-10-11T22:00:00 | 0.25842
2020-10-11T23:00:00 | 0.17218
2020-10-12T00:00:00 | 0.13657
2020-10-12T01:00:00 | 0.19694
2020-10-12T02:00:00 | 0.33875
2020-10-12T03:00:00 | 0.14232
2020-10-12T04:00:00 | 0.3291
2020-10-12T05:00:00 | 0.26661
2020-10-12T06:00:00 | 0.34622
2020-10-12T07:00:00 | 0.32213
2020-10-12T08:00:00 | 0.20471
2020-10-12T09:00:00 | 0.22076
2020-10-12T10:00:00 | 0.12026
2020-10-12T11:00:00 | 0.16306
2020-10-12T12:00:00 | 0.28235
2020-10-12T13:00:00 | 0.1751
2020-10-12T14:00:00 | 0.42377
2020-10-12T15:00:00 | 0.26206
2020-10-12T16:00:00 | 0.40735
2020-10-12T17:00:00 | 0.19971
2020-10-12T18:00:00 | 0.39883
2020-10-12T19:00:00 | 0.31891
2020-10-12T20:00:00 | 0.41556
2020-10-12T21:00:00 | 0.27895
2020-10-12T22:00:00 | 0.27798
2020-10-12T23:00:00 | 0.12579
2020-10-13T00:00:00 | 0.21911
2020-10-13T01:00:00 | 0.38381
2020-10-13T02:00:00 | 0.37605
2020-10-13T03:00:00 | 0.15508
2020-10-13T04:00:00 | 0.14567
2020-10-13T05:00:00 | 0.18299
2020-10-13T06:00:00 | 0.42167
2020-10-13T07:00:00 | 0.15615
2020-10-13T08:00:00 | 0.16448
2020-10-13T09:00:00 | 0.36815
2020-10-13T10:00:00 | 0.29724
2020-10-13T11:00:00 | 0.11899
2020-10-13T12:00:00 | 0.27347
2020-10-13T13:00:00 | 0.39307
2020-10-13T14:00:00 | 0.10916
2020-10-13T15:00:00 | 0.25538
2020-10-13T16:00:00 | 0.15204
2020-10-13T17:00:00 | 0.24343
2020-10-13T18:00:00 | 0.35242
2020-10-13T19:00:00 | 0.40971
2020-10-13T20:00:00 | 0.41127
2020-10-13T21:00:00 | 0.32206
2020-10-13T22:00:00 | 0.27162
2020-10-13T23:00:00 | 0.29527
2020-10-14T00:00:00 | 0.16525
2020-10-14T01:00:00 | 0.3781
2020-10-14T02:00:00 | 0.41826
2020-10-14T03:00:00 | 0.30258
2020-10-14T04:00:00 | 0.18519
2020-10-14T05:00:00 | 0.26726
2020-10-14T06:00:00 | 0.38678
2020-10-14T07:00:00 | 0.21393
2020-10-14T08:00:00 | 0.40268
2020-10-14T09:00:00 | 0.37587
2020-10-14T10:00:00 | 0.40945
2020-10-14T11:00:00 | 0.10396
2020-10-14T12:00:00 | 0.15481
2020-10-14T13:00:00 | 0.28864
2020-10-14T14:00:00 | 0.16708
2020-10-14T15:00:00 | 0.3386
2020-10-14T16:00:00 | 0.24947
2020-10-14T17:00:00 | 0.17539
2020-10-14T18:00:00 | 0.37879
2020-10-14T19:00:00 | 0.40784
2020-10-14T20:00:00 | 0.31813
2020-10-14T21:00:00 | 0.1907
2020-10-14T22:00:00 | 0.12194
2020-10-14T23:00:00 | 0.20769
2020-10-15T00:00:00 | 0.23941
2020-10-15T01:00:00 | 0.4205
2020-10-15T02:00:00 | 0.40017
2020-10-15T03:00:00 | 0.16615
2020-10-15T04:00:00 | 0.15531
2020-10-15T05:00:00 | 0.31295
2020-10-15T06:00:00 | 0.35023
2020-10-15T07:00:00 | 0.25073
2020-10-15T08:00:00 | 0.40739
2020-10-15T09:00:00 | 0.2156
2020-10-15T10:00:00 | 0.32402
2020-10-15T11:00:00 | 0.40416
2020-10-15T12:00:00 | 0.22005
2020-10-15T13:00:00 | 0.11888
2020-10-15T14:00:00 | 0.39354
2020-10-15T15:00:00 | 0.24766
2020-10-15T16:00:00 | 0.22521
2020-10-15T17:00:00 | 0.35044
2020-10-15T18:00:00 | 0.14495
2020-10-15T19:00:00 | 0.24228
2020-10-15T20:00:00 | 0.4297
2020-10-15T21:00:00 | 0.15157
2020-10-15T22:00:00 | 0.36366
2020-10-15T23:00:00 | 0.22367
2020-10-16T00:00:00 | 0.16345
2020-10-16T01:00:00 | 0.38679
2020-10-16T02:00:00 | 0.1186
2020-10-16T03:00:00 | 0.3593
2020-10-16T04:00:00 | 0.25549
2020-10-16T05:00:00 | 0.15236
2020-10-16T06:00:00 | 0.15214
2020-10-16T07:00:00 | 0.17762
2020-10-16T08:00:00 | 0.21397
2020-10-16T09:00:00 | 0.30998
2020-10-16T10:00:00 | 0.11795
2020-10-16T11:00:00 | 0.37096
2020-10-16T12:00:00 | 0.1943
2020-10-16T13:00:00 | 0.40455
2020-10-16T14:00:00 | 0.3133
2020-10-16T15:00:00 | 0.37746
2020-10-16T16:00:00 | 0.30216
2020-10-16T17:00:00 | 0.37695
2020-10-16T18:00:00 | 0.25381
2020-10-16T19:00:00 | 0.38596
2020-10-16T20:00:00 | 0.23972
2020-10-16T21:00:00 | 0.35127
2020-10-16T22:00:00 | 0.41584
2020-10-16T23:00:00 | 0.33438
2020-10-17T00:00:00 | 0.15075
2020-10-17T01:00:00 | 0.35596
2020-10-17T02:00:00 | 0.24125
2020-10-17T03:00:00 | 0.10005
2020-10-17T04:00:00 | 0.33372
2020-10-17T05:00:00 | 0.36555
2020-10-17T06:00:00 | 0.19066
2020-10-17T07:00:00 | 0.30416
2020-10-17T08:00:00 | 0.38119
2020-10-17T09:00:00 | 0.17121
2020-10-17T10:00:00 | 0.13268
2020-10-17T11:00:00 | 0.14971
2020-10-17T12:00:00 | 0.26016
2020-10-17T13:00:00 | 0.17987
2020-10-17T14:00:00 | 0.1235
2020-10-17T15:00:00 | 0.37535
2020-10-17T16:00:00 | 0.13832
2020-10-17T17:00:00 | 0.2386
2020-10-17T18:00:00 | 0.11179
2020-10-17T19:00:00 | 0.28113
2020-10-17T20:00:00 | 0.4247
2020-10-17T21:00:00 | 0.30344
2020-10-17T22:00:00 | 0.31721
2020-10-17T23:00:00 | 0.12883
2020-10-18T00:00:00 | 0.15009
2020-10-18T01:00:00 | 0.35814
2020-10-18T02:00:00 | 0.41261
2020-10-18T03:00:00 | 0.31529
2020-10-18T04:00:00 | 0.33231
2020-10-18T05:00:00 | 0.41696
2020-10-18T06:00:00 | 0.27916
2020-10-18T07:00:00 | 0.19591
2020-10-18T08:00:00 | 0.11583
2020-10-18T09:00:00 | 0.14275
2020-10-18T10:00:00 | 0.22206
2020-10-18T11:00:00 | 0.24028
2020-10-18T12:00:00 | 0.2987
2020-10-18T13:00:00 | 0.30618
2020-10-18T14:00:00 | 0.4087
2020-10-18T15:00:00 | 0.38018
2020-10-18T16:00:00 | 0.13168
2020-10-18T17:00:00 | 0.33587
2020-10-18T18:00:00 | 0.30792
2020-10-18T19:00:00 | 0.18658
2020-10-18T20:00:00 | 0.16341
2020-10-18T21:00:00 | 0.18712
2020-10-18T22:00:00 | 0.42891
2020-10-18T23:00:00 | 0.39438
2020-10-19T00:00:00 | 0.37774
2020-10-19T01:00:00 | 0.17225
2020-10-19T02:00:00 | 0.13319
2020-10-19T03:00:00 | 0.13914
2020-10-19T04:00:00 | 0.40668
2020-10-19T05:00:00 | 0.27461
2020-10-19T06:00:00 | 0.37643
2020-10-19T07:00:00 | 0.13594
2020-10-19T08:00:00 | 0.329
2020-10-19T09:00:00 | 0.38156
2020-10-19T10:00:00 | 0.25414
2020-10-19T11:00:00 | 0.3592
2020-10-19T12:00:00 | 0.20104
2020-10-19T13:00:00 | 0.16777
2020-10-19T14:00:00 | 0.2698
2020-10-19T15:00:00 | 0.15552
2020-10-19T16:00:00 | 0.40717
2020-10-19T17:00:00 | 0.42336
2020-10-19T18:00:00 | 0.10075
2020-10-19T19:00:00 | 0.30848
2020-10-19T20:00:00 | 0.42372
2020-10-19T21:00:00 | 0.29679
2020-10-19T22:00:00 | 0.12289
2020-10-19T23:00:00 | 0.17321
2020-10-20T00:00:00 | 0.30029
2020-10-20T01:00:00 | 0.25851
2020-10-20T02:00:00 | 0.41547
2020-10-20T03:00:00 | 0.20876
2020-10-20T04:00:00 | 0.42112
2020-10-20T05:00:00 | 0.31469
2020-10-20T06:00:00 | 0.21149
2020-10-20T07:00:00 | 0.23468
2020-10-20T08:00:00 | 0.38835
2020-10-20T09:00:00 | 0.13238
2020-10-20T10:00:00 | 0.30592
2020-10-20T11:00:00 | 0.1122
2020-10-20T12:00:00 | 0.22036
2020-10-20T13:00:00 | 0.37476
2020-10-20T14:00:00 | 0.10793
2020-10-20T15:00:00 | 0.32658
2020-10-20T16:00:00 | 0.1793
2020-10-20T17:00:00 | 0.38589
2020-10-20T18:00:00 | 0.27433
2020-10-20T19:00:00 | 0.40703
2020-10-20T20:00:00 | 0.24141
2020-10-20T21:00:00 | 0.11134
2020-10-20T22:00:00 | 0.19238
2020-10-20T23:00:00 | 0.32941
2020-10-21T00:00:00 | 0.42929
2020-10-21T01:00:00 | 0.36868
2020-10-21T02:00:00 | 0.36091
2020-10-21T03:00:00 | 0.17647
2020-10-21T04:00:00 | 0.16363
2020-10-21T05:00:00 | 0.30595
2020-10-21T06:00:00 | 0.17185
2020-10-21T07:00:00 | 0.10694
2020-10-21T08:00:00 | 0.25092
2020-10-21T09:00:00 | 0.16798
2020-10-21T10:00:00 | 0.14444
2020-10-21T11:00:00 | 0.22983
2020-10-21T12:00:00 | 0.25429
2020-10-21T13:00:00 | 0.43074
2020-10-21T14:00:00 | 0.11901
2020-10-21T15:00:00 | 0.20707
2020-10-21T16:00:00 | 0.20749
2020-10-21T17:00:00 | 0.14881
2020-10-21T18:00:00 | 0.36117
2020-10-21T19:00:00 | 0.21212
2020-10-21T20:00:00 | 0.1946
2020-10-21T21:00:00 | 0.23482
2020-10-21T22:00:00 | 0.3746
2020-10-21T23:00:00 | 0.30809
2020-10-22T00:00:00 | 0.38095
2020-10-22T01:00:00 | 0.30829
2020-10-22T02:00:00 | 0.1977
2020-10-22T03:00:00 | 0.37187
2020-10-22T04:00:00 | 0.16408
2020-10-22T05:00:00 | 0.23679
2020-10-22T06:00:00 | 0.2966
2020-10-22T07:00:00 | 0.13971
2020-10-22T08:00:00 | 0.3227
2020-10-22T09:00:00 | 0.40126
2020-10-22T10:00:00 | 0.32696
2020-10-22T11:00:00 | 0.27404
2020-10-22T12:00:00 | 0.38261
2020-10-22T13:00:00 | 0.27506
2020-10-22T14:00:00 | 0.22405
2020-10-22T15:00:00 | 0.25422
2020-10-22T16:00:00 | 0.16706
2020-10-22T17:00:00 | 0.32496
2020-10-22T18:00:00 | 0.1303
2020-10-22T19:00:00 | 0.39213
2020-10-22T20:00:00 | 0.23477
2020-10-22T21:00:00 | 0.23151
2020-10-22T22:00:00 | 0.28356
2020-10-22T23:00:00 | 0.42377
2020-10-23T00:00:00 | 0.31722
2020-10-23T01:00:00 | 0.19763
2020-10-23T02:00:00 | 0.39977
2020-10-23T03:00:00 | 0.40883
2020-10-23T04:00:00 | 0.38282
2020-10-23T05:00:00 | 0.29362
2020-10-23T06:00:00 | 0.27758
2020-10-23T07:00:00 | 0.25302
2020-10-23T08:00:00 | 0.33673
2020-10-23T09:00:00 | 0.40825
2020-10-23T10:00:00 | 0.20046
2020-10-23T11:00:00 | 0.31302
2020-10-23T12:00:00 | 0.42805
2020-10-23T13:00:00 | 0.29386
2020-10-23T14:00:00 | 0.21426
2020-10-23T15:00:00 | 0.21772
2020-10-23T16:00:00 | 0.33323
2020-10-23T17:00:00 | 0.18848
2020-10-23T18:00:00 | 0.12867
2020-10-23T19:00:00 | 0.36639
2020-10-23T20:00:00 | 0.2112
2020-10-23T21:00:00 | 0.35037
2020-10-23T22:00:00 | 0.17354
2020-10-23T23:00:00 | 0.23573
2020-10-24T00:00:00 | 0.17921
2020-10-24T01:00:00 | 0.28787
2020-10-24T02:00:00 | 0.34238
2020-10-24T03:00:00 | 0.24436
2020-10-24T04:00:00 | 0.18592
2020-10-24T05:00:00 | 0.10678
2020-10-24T06:00:00 | 0.20209
2020-10-24T07:00:00 | 0.36333
2020-10-24T08:00:00 | 0.16587
2020-10-24T09:00:00 | 0.13434
2020-10-24T10:00:00 | 0.12828
2020-10-24T11:00:00 | 0.11504
2020-10-24T12:00:00 | 0.23438
2020-10-24T13:00:00 | 0.14881
2020-10-24T14:00:00 | 0.40187
2020-10-24T15:00:00 | 0.22052
2020-10-24T16:00:00 | 0.12008
2020-10-24T17:00:00 | 0.16641
2020-10-24T18:00:00 | 0.40189
2020-10-24T19:00:00 | 0.34125
2020-10-24T20:00:00 | 0.23018
2020-10-24T21:00:00 | 0.1906
2020-10-24T22:00:00 | 0.26385
2020-10-24T23:00:00 | 0.4202
2020-10-25T00:00:00 | 0.20606
2020-10-25T01:00:00 | 0.34517
2020-10-25T02:00:00 | 0.19241
2020-10-25T03:00:00 | 0.21666
2020-10-25T04:00:00 | 0.23317
2020-10-25T05:00:00 | 0.33106
2020-10-25T06:00:00 | 0.10157
2020-10-25T07:00:00 | 0.12578
2020-10-25T08:00:00 | 0.32959
2020-10-25T09:00:00 | 0.33646
2020-10-25T10:00:00 | 0.19643
2020-10-25T11:00:00 | 0.12197
2020-10-25T12:00:00 | 0.32364
2020-10-25T13:00:00 | 0.35694
2020-10-25T14:00:00 | 0.32963
2020-10-25T15:00:00 | 0.12653
2020-10-25T16:00:00 | 0.13808
2020-10-25T17:00:00 | 0.1948
2020-10-25T18:00:00 | 0.2869
2020-10-25T19:00:00 | 0.25408
2020-10-25T20:00:00 | 0.23238
2020-10-25T21:00:00 | 0.18092
2020-10-25T22:00:00 | 0.33309
2020-10-25T23:00:00 | 0.28497
2020-10-26T00:00:00 | 0.15358
2020-10-26T01:00:00 | 0.13015
2020-10-26T02:00:00 | 0.12199
2020-10-26T03:00:00 | 0.39681
2020-10-26T04:00:00 | 0.25751
2020-10-26T05:00:00 | 0.25251
2020-10-26T06:00:00 | 0.34039
2020-10-26T07:00:00 | 0.27979
2020-10-26T08:00:00 | 0.17777
2020-10-26T09:00:00 | 0.29074
2020-10-26T10:00:00 | 0.39715
2020-10-26T11:00:00 | 0.17206
2020-10-26T12:00:00 | 0.38108
2020-10-26T13:00:00 | 0.35731
2020-10-26T14:00:00 | 0.34629
2020-10-26T15:00:00 | 0.40606
2020-10-26T16:00:00 | 0.18018
2020-10-26T17:00:00 | 0.19118
2020-10-26T18:00:00 | 0.42117
2020-10-26T19:00:00 | 0.39602
2020-10-26T20:00:00 | 0.25644
2020-10-26T21:00:00 | 0.36664
2020-10-26T22:00:00 | 0.31438
2020-10-26T23:00:00 | 0.24802
2020-10-27T00:00:00 | 0.1506
2020-10-27T01:00:00 | 0.28819
2020-10-27T02:00:00 | 0.23533
2020-10-27T03:00:00 | 0.13463
2020-10-27T04:00:00 | 0.40237
2020-10-27T05:00:00 | 0.42974
2020-10-27T06:00:00 | 0.28062
2020-10-27T07:00:00 | 0.34297
2020-10-27T08:00:00 | 0.38037
2020-10-27T09:00:00 | 0.33031
2020-10-27T10:00:00 | 0.16894
2020-10-27T11:00:00 | 0.15327
2020-10-27T12:00:00 | 0.35343
2020-10-27T13:00:00 | 0.34344
2020-10-27T14:00:00 | 0.30601
2020-10-27T15:00:00 | 0.36915
2020-10-27T16:00:00 | 0.32355
2020-10-27T17:00:00 | 0.25517
2020-10-27T18:00:00 | 0.36593
2020-10-27T19:00:00 | 0.23741
2020-10-27T20:00:00 | 0.39186
2020-10-27T21:00:00 | 0.27066
2020-10-27T22:00:00 | 0.24153
2020-10-27T23:00:00 | 0.12513
2020-10-28T00:00:00 | 0.41243
2020-10-28T01:00:00 | 0.29347
2020-10-28T02:00:00 | 0.42009
2020-10-28T03:00:00 | 0.41157
2020-10-28T04:00:00 | 0.11631
2020-10-28T05:00:00 | 0.32812
2020-10-28T06:00:00 | 0.35042
2020-10-28T07:00:00 | 0.4021
2020-10-28T08:00:00 | 0.19798
2020-10-28T09:00:00 | 0.21282
2020-10-28T10:00:00 | 0.41901
2020-10-28T11:00:00 | 0.30282
2020-10-28T12:00:00 | 0.40947
2020-10-28T13:00:00 | 0.41227
2020-10-28T14:00:00 | 0.32954
2020-10-28T15:00:00 | 0.36286
2020-10-28T16:00:00 | 0.2486
2020-10-28T17:00:00 | 0.41433
2020-10-28T18:00:00 | 0.23694
2020-10-28T19:00:00 | 0.41025
2020-10-28T20:00:00 | 0.12968
2020-10-28T21:00:00 | 0.24284
2020-10-28T22:00:00 | 0.42094
2020-10-28T23:00:00 | 0.27283
2020-10-29T00:00:00 | 0.10541
2020-10-29T01:00:00 | 0.40415
2020-10-29T02:00:00 | 0.11544
2020-10-29T03:00:00 | 0.39128
2020-10-29T04:00:00 | 0.28172
2020-10-29T05:00:00 | 0.38673
2020-10-29T06:00:00 | 0.40599
2020-10-29T07:00:00 | 0.13983
2020-10-29T08:00:00 | 0.21672
2020-10-29T09:00:00 | 0.35484
2020-10-29T10:00:00 | 0.38378
2020-10-29T11:00:00 | 0.15926
2020-10-29T12:00:00 | 0.10048
2020-10-29T13:00:00 | 0.10553
2020-10-29T14:00:00 | 0.41782
2020-10-29T15:00:00 | 0.26493
2020-10-29T16:00:00 | 0.36568
2020-10-29T17:00:00 | 0.39179
2020-10-29T18:00:00 | 0.32134
2020-10-29T19:00:00 | 0.36599
2020-10-29T20:00:00 | 0.28118
2020-10-29T21:00:00 | 0.11085
2020-10-29T22:00:00 | 0.24666
2020-10-29T23:00:00 | 0.16299
2020-10-30T00:00:00 | 0.19006
2020-10-30T01:00:00 | 0.40473
2020-10-30T02:00:00 | 0.41776
2020-10-30T03:00:00 | 0.19991
2020-10-30T04:00:00 | 0.26283
2020-10-30T05:00:00 | 0.27372
2020-10-30T06:00:00 | 0.30122
2020-10-30T07:00:00 | 0.29076
2020-10-30T08:00:00 | 0.14172
2020-10-30T09:00:00 | 0.10532
2020-10-30T10:00:00 | 0.22491
2020-10-30T11:00:00 | 0.12889
2020-10-30T12:00:00 | 0.24383
2020-10-30T13:00:00 | 0.32144
2020-10-30T14:00:00 | 0.31955
2020-10-30T15:00:00 | 0.28663
2020-10-30T16:00:00 | 0.19503
2020-10-30T17:00:00 | 0.19691
2020-10-30T18:00:00 | 0.23944
2020-10-30T19:00:00 | 0.23937
2020-10-30T20:00:00 | 0.20146
2020-10-30T21:00:00 | 0.26268
2020-10-30T22:00:00 | 0.23922
2020-10-30T23:00:00 | 0.10796
2020-10-31T00:00:00 | 0.22841
2020-10-31T01:00:00 | 0.33112
2020-10-31T02:00:00 | 0.15757
2020-10-31T03:00:00 | 0.21568
2020-10-31T04:00:00 | 0.19844
2020-10-31T05:00:00 | 0.42533
2020-10-31T06:00:00 | 0.2867
2020-10-31T07:00:00 | 0.34908
2020-10-31T08:00:00 | 0.16853
2020-10-31T09:00:00 | 0.29588
2020-10-31T10:00:00 | 0.11484
2020-10-31T11:00:00 | 0.13329
2020-10-31T12:00:00 | 0.23227
2020-10-31T13:00:00 | 0.21445
2020-10-31T14:00:00 | 0.32468
2020-10-31T15:00:00 | 0.10827
2020-10-31T16:00:00 | 0.13104
2020-10-31T17:00:00 | 0.2606
2020-10-31T18:00:00 | 0.31592
2020-10-31T19:00:00 | 0.19689
2020-10-31T20:00:00 | 0.33626
2020-10-31T21:00:00 | 0.35375
2020-10-31T22:00:00 | 0.23309
2020-10-31T23:00:00 | 0.29903
2020-11-01T00:00:00 | 0.18857
2020-11-01T01:00:00 | 0.35314
2020-11-01T02:00:00 | 0.31568
2020-11-01T03:00:00 | 0.41873
2020-11-01T04:00:00 | 0.29327
2020-11-01T05:00:00 | 0.21117
2020-11-01T06:00:00 | 0.28273
2020-11-01T07:00:00 | 0.25793
2020-11-01T08:00:00 | 0.36139
2020-11-01T09:00:00 | 0.22438
2020-11-01T10:00:00 | 0.36582
2020-11-01T11:00:00 | 0.25678
2020-11-01T12:00:00 | 0.26021
2020-11-01T13:00:00 | 0.38952
2020-11-01T14:00:00 | 0.35539
2020-11-01T15:00:00 | 0.3177
2020-11-01T16:00:00 | 0.22471
2020-11-01T17:00:00 | 0.3134
2020-11-01T18:00:00 | 0.34447
2020-11-01T19:00:00 | 0.19521
2020-11-01T20:00:00 | 0.21662
2020-11-01T21:00:00 | 0.42842
2020-11-01T22:00:00 | 0.17078
2020-11-01T23:00:00 | 0.12421
2020-11-02T00:00:00 | 0.24761
2020-11-02T01:00:00 | 0.41061
2020-11-02T02:00:00 | 0.33008
2020-11-02T03:00:00 | 0.12094
2020-11-02T04:00:00 | 0.31758
2020-11-02T05:00:00 | 0.27298
2020-11-02T06:00:00 | 0.17322
2020-11-02T07:00:00 | 0.35578
2020-11-02T08:00:00 | 0.13091
2020-11-02T09:00:00 | 0.11577
2020-11-02T10:00:00 | 0.281
2020-11-02T11:00:00 | 0.16943
2020-11-02T12:00:00 | 0.18226
2020-11-02T13:00:00 | 0.28564
2020-11-02T14:00:00 | 0.18088
2020-11-02T15:00:00 | 0.32671
2020-11-02T16:00:00 | 0.35051
2020-11-02T17:00:00 | 0.26159
2020-11-02T18:00:00 | 0.17849
2020-11-02T19:00:00 | 0.27824
2020-11-02T20:00:00 | 0.27661
2020-11-02T21:00:00 | 0.26492
2020-11-02T22:00:00 | 0.42749
2020-11-02T23:00:00 | 0.40804
2020-11-03T00:00:00 | 0.40685
2020-11-03T01:00:00 | 0.37348
2020-11-03T02:00:00 | 0.18493
2020-11-03T03:00:00 | 0.15829
2020-11-03T04:00:00 | 0.25092
2020-11-03T05:00:00 | 0.40535
2020-11-03T06:00:00 | 0.38854
2020-11-03T07:00:00 | 0.28843
2020-11-03T08:00:00 | 0.23461
2020-11-03T09:00:00 | 0.1083
2020-11-03T10:00:00 | 0.27885
2020-11-03T11:00:00 | 0.23475
2020-11-03T12:00:00 | 0.35027
2020-11-03T13:00:00 | 0.39415
2020-11-03T14:00:00 | 0.206
2020-11-03T15:00:00 | 0.24506
2020-11-03T16:00:00 | 0.32942
2020-11-03T17:00:00 | 0.1855
2020-11-03T18:00:00 | 0.37695
2020-11-03T19:00:00 | 0.25558
2020-11-03T20:00:00 | 0.28182
2020-11-03T21:00:00 | 0.23537
2020-11-03T22:00:00 | 0.32033
2020-11-03T23:00:00 | 0.25433
2020-11-04T00:00:00 | 0.41232
2020-11-04T01:00:00 | 0.10323
2020-11-04T02:00:00 | 0.24462
2020-11-04T03:00:00 | 0.32573
2020-11-04T04:00:00 | 0.16748
2020-11-04T05:00:00 | 0.25402
2020-11-04T06:00:00 | 0.25393
2020-11-04T07:00:00 | 0.41226
2020-11-04T08:00:00 | 0.32229
2020-11-04T09:00:00 | 0.36251
2020-11-04T10:00:00 | 0.13872
2020-11-04T11:00:00 | 0.3727
2020-11-04T12:00:00 | 0.24732
2020-11-04T13:00:00 | 0.27405
2020-11-04T14:00:00 | 0.39494
2020-11-04T15:00:00 | 0.40957
2020-11-04T16:00:00 | 0.35943
2020-11-04T17:00:00 | 0.36159
2020-11-04T18:00:00 | 0.23668
2020-11-04T19:00:00 | 0.13503
2020-11-04T20:00:00 | 0.33418
2020-11-04T21:00:00 | 0.32221
2020-11-04T22:00:00 | 0.26673
2020-11-04T23:00:00 | 0.3586
2020-11-05T00:00:00 | 0.14869
2020-11-05T01:00:00 | 0.37188
2020-11-05T02:00:00 | 0.25009
2020-11-05T03:00:00 | 0.29686
2020-11-05T04:00:00 | 0.1326
2020-11-05T05:00:00 | 0.11085
2020-11-05T06:00:00 | 0.12253
2020-11-05T07:00:00 | 0.30095
2020-11-05T08:00:00 | 0.29138
2020-11-05T09:00:00 | 0.18285
2020-11-05T10:00:00 | 0.27651
2020-11-05T11:00:00 | 0.4176
2020-11-05T12:00:00 | 0.30554
2020-11-05T13:00:00 | 0.42121
2020-11-05T14:00:00 | 0.40676
2020-11-05T15:00:00 | 0.20456
2020-11-05T16:00:00 | 0.31057
2020-11-05T17:00:00 | 0.36329
2020-11-05T18:00:00 | 0.14023
2020-11-05T19:00:00 | 0.37896
2020-11-05T20:00:00 | 0.39927
2020-11-05T21:00:00 | 0.13535
2020-11-05T22:00:00 | 0.25938
2020-11-05T23:00:00 | 0.23908
2020-11-06T00:00:00 | 0.21547
2020-11-06T01:00:00 | 0.12009
2020-11-06T02:00:00 | 0.4076
2020-11-06T03:00:00 | 0.33401
2020-11-06T04:00:00 | 0.35353
2020-11-06T05:00:00 | 0.39336
2020-11-06T06:00:00 | 0.39552
2020-11-06T07:00:00 | 0.17477
2020-11-06T08:00:00 | 0.20401
2020-11-06T09:00:00 | 0.24821
2020-11-06T10:00:00 | 0.19355
2020-11-06T11:00:00 | 0.16357
2020-11-06T12:00:00 | 0.39611
2020-11-06T13:00:00 | 0.25608
2020-11-06T14:00:00 | 0.18396
2020-11-06T15:00:00 | 0.19048
2020-11-06T16:00:00 | 0.35558
2020-11-06T17:00:00 | 0.20749
2020-11-06T18:00:00 | 0.41137
2020-11-06T19:00:00 | 0.26253
2020-11-06T20:00:00 | 0.38339
2020-11-06T21:00:00 | 0.15799
2020-11-06T22:00:00 | 0.41159
2020-11-06T23:00:00 | 0.30037
2020-11-07T00:00:00 | 0.41801
2020-11-07T01:00:00 | 0.18973
2020-11-07T02:00:00 | 0.23973
2020-11-07T03:00:00 | 0.17106
2020-11-07T04:00:00 | 0.25038
2020-11-07T05:00:00 | 0.38279
2020-11-07T06:00:00 | 0.1335
2020-11-07T07:00:00 | 0.21831
2020-11-07T08:00:00 | 0.37646
2020-11-07T09:00:00 | 0.42368
2020-11-07T10:00:00 | 0.35428
2020-11-07T11:00:00 | 0.31094
2020-11-07T12:00:00 | 0.41846
2020-11-07T13:00:00 | 0.10793
2020-11-07T14:00:00 | 0.19739
2020-11-07T15:00:00 | 0.35097
2020-11-07T16:00:00 | 0.17427
2020-11-07T17:00:00 | 0.22126
2020-11-07T18:00:00 | 0.39065
2020-11-07T19:00:00 | 0.33497
2020-11-07T20:00:00 | 0.36902
2020-11-07T21:00:00 | 0.17689
2020-11-07T22:00:00 | 0.11972
2020-11-07T23:00:00 | 0.29821
2020-11-08T00:00:00 | 0.27937
2020-11-08T01:00:00 | 0.26294
2020-11-08T02:00:00 | 0.20408
2020-11-08T03:00:00 | 0.21905
2020-11-08T04:00:00 | 0.2533
2020-11-08T05:00:00 | 0.26822
2020-11-08T06:00:00 | 0.23681
2020-11-08T07:00:00 | 0.32444
2020-11-08T08:00:00 | 0.19003
2020-11-08T09:00:00 | 0.32998
2020-11-08T10:00:00 | 0.25598
2020-11-08T11:00:00 | 0.10699
2020-11-08T12:00:00 | 0.28667
2020-11-08T13:00:00 | 0.41394
2020-11-08T14:00:00 | 0.17907
2020-11-08T15:00:00 | 0.1922
2020-11-08T16:00:00 | 0.41384
2020-11-08T17:00:00 | 0.16198
2020-11-08T18:00:00 | 0.20097
2020-11-08T19:00:00 | 0.3818
2020-11-08T20:00:00 | 0.17908
2020-11-08T21:00:00 | 0.26196
2020-11-08T22:00:00 | 0.27524
2020-11-08T23:00:00 | 0.3337
2020-11-09T00:00:00 | 0.38388
2020-11-09T01:00:00 | 0.26268
2020-11-09T02:00:00 | 0.35321
2020-11-09T03:00:00 | 0.25335
2020-11-09T04:00:00 | 0.35756
2020-11-09T05:00:00 | 0.25561
2020-11-09T06:00:00 | 0.14743
2020-11-09T07:00:00 | 0.22815
2020-11-09T08:00:00 | 0.3999
2020-11-09T09:00:00 | 0.21439
2020-11-09T10:00:00 | 0.22741
2020-11-09T11:00:00 | 0.3882
2020-11-09T12:00:00 | 0.13711
2020-11-09T13:00:00 | 0.1729
2020-11-09T14:00:00 | 0.12388
2020-11-09T15:00:00 | 0.25736
2020-11-09T16:00:00 | 0.10297
2020-11-09T17:00:00 | 0.10231
2020-11-09T18:00:00 | 0.21971
2020-11-09T19:00:00 | 0.11847
2020-11-09T20:00:00 | 0.42884
2020-11-09T21:00:00 | 0.17972
2020-11-09T22:00:00 | 0.13528
2020-11-09T23:00:00 | 0.26205
2020-11-10T00:00:00 | 0.38826
2020-11-10T01:00:00 | 0.35322
2020-11-10T02:00:00 | 0.19488
2020-11-10T03:00:00 | 0.16785
2020-11-10T04:00:00 | 0.29642
2020-11-10T05:00:00 | 0.31472
2020-11-10T06:00:00 | 0.39862
2020-11-10T07:00:00 | 0.29316
2020-11-10T08:00:00 | 0.32092
2020-11-10T09:00:00 | 0.41654
2020-11-10T10:00:00 | 0.42945
2020-11-10T11:00:00 | 0.3824
2020-11-10T12:00:00 | 0.35309
2020-11-10T13:00:00 | 0.32378
2020-11-10T14:00:00 | 0.14762
2020-11-10T15:00:00 | 0.29756
2020-11-10T16:00:00 | 0.20603
2020-11-10T17:00:00 | 0.15707
2020-11-10T18:00:00 | 0.42533
2020-11-10T19:00:00 | 0.10311
2020-11-10T20:00:00 | 0.16091
2020-11-10T21:00:00 | 0.11457
2020-11-10T22:00:00 | 0.24095
2020-11-10T23:00:00 | 0.29852
2020-11-11T00:00:00 | 0.26454
2020-11-11T01:00:00 | 0.17272
2020-11-11T02:00:00 | 0.4236
2020-11-11T03:00:00 | 0.10253
2020-11-11T04:00:00 | 0.32449
2020-11-11T05:00:00 | 0.34481
2020-11-11T06:00:00 | 0.15614
2020-11-11T07:00:00 | 0.40267
2020-11-11T08:00:00 | 0.11067
2020-11-11T09:00:00 | 0.35366
2020-11-11T10:00:00 | 0.23751
2020-11-11T11:00:00 | 0.39136
2020-11-11T12:00:00 | 0.32572
2020-11-11T13:00:00 | 0.32445
2020-11-11T14:00:00 | 0.31407
2020-11-11T15:00:00 | 0.26298
2020-11-11T16:00:00 | 0.25763
2020-11-11T17:00:00 | 0.1225
2020-11-11T18:00:00 | 0.30119
2020-11-11T19:00:00 | 0.32723
2020-11-11T20:00:00 | 0.1603
2020-11-11T21:00:00 | 0.27817
2020-11-11T22:00:00 | 0.20903
2020-11-11T23:00:00 | 0.19394
2020-11-12T00:00:00 | 0.25093
2020-11-12T01:00:00 | 0.1873
2020-11-12T02:00:00 | 0.16839
2020-11-12T03:00:00 | 0.31292
2020-11-12T04:00:00 | 0.15692
2020-11-12T05:00:00 | 0.35431
2020-11-12T06:00:00 | 0.10957
2020-11-12T07:00:00 | 0.4187
2020-11-12T08:00:00 | 0.30182
2020-11-12T09:00:00 | 0.23766
2020-11-12T10:00:00 | 0.22691
2020-11-12T11:00:00 | 0.12687
2020-11-12T12:00:00 | 0.16646
2020-11-12T13:00:00 | 0.19363
2020-11-12T14:00:00 | 0.34125
2020-11-12T15:00:00 | 0.21045
2020-11-12T16:00:00 | 0.31407
2020-11-12T17:00:00 | 0.42559
2020-11-12T18:00:00 | 0.20623
2020-11-12T19:00:00 | 0.13045
2020-11-12T20:00:00 | 0.38066
2020-11-12T21:00:00 | 0.14333
2020-11-12T22:00:00 | 0.10377
2020-11-12T23:00:00 | 0.4047
2020-11-13T00:00:00 | 0.42531
2020-11-13T01:00:00 | 0.13086
2020-11-13T02:00:00 | 0.28853
2020-11-13T03:00:00 | 0.34389
2020-11-13T04:00:00 | 0.24313
2020-11-13T05:00:00 | 0.15993
2020-11-13T06:00:00 | 0.28169
2020-11-13T07:00:00 | 0.10157
2020-11-13T08:00:00 | 0.38073
2020-11-13T09:00:00 | 0.15682
2020-11-13T10:00:00 | 0.33981
2020-11-13T11:00:00 | 0.39495
2020-11-13T12:00:00 | 0.25362
2020-11-13T13:00:00 | 0.18181
2020-11-13T14:00:00 | 0.30363
2020-11-13T15:00:00 | 0.22205
2020-11-13T16:00:00 | 0.13765
2020-11-13T17:00:00 | 0.13135
2020-11-13T18:00:00 | 0.25509
2020-11-13T19:00:00 | 0.24658
2020-11-13T20:00:00 | 0.24363
2020-11-13T21:00:00 | 0.28176
2020-11-13T22:00:00 | 0.40886
2020-11-13T23:00:00 | 0.17265
2020-11-14T00:00:00 | 0.26075
2020-11-14T01:00:00 | 0.19034
2020-11-14T02:00:00 | 0.19388
2020-11-14T03:00:00 | 0.38488
2020-11-14T04:00:00 | 0.35718
2020-11-14T05:00:00 | 0.2681
2020-11-14T06:00:00 | 0.19857
2020-11-14T07:00:00 | 0.30554
2020-11-14T08:00:00 | 0.38069
2020-11-14T09:00:00 | 0.1962
2020-11-14T10:00:00 | 0.40208
2020-11-14T11:00:00 | 0.38121
2020-11-14T12:00:00 | 0.38611
2020-11-14T13:00:00 | 0.12107
2020-11-14T14:00:00 | 0.20529
2020-11-14T15:00:00 | 0.25362
2020-11-14T16:00:00 | 0.13367
2020-11-14T17:00:00 | 0.37513
2020-11-14T18:00:00 | 0.26028
2020-11-14T19:00:00 | 0.3943
2020-11-14T20:00:00 | 0.36659
2020-11-14T21:00:00 | 0.29081
2020-11-14T22:00:00 | 0.18863
2020-11-14T23:00:00 | 0.31829
2020-11-15T00:00:00 | 0.33077
2020-11-15T01:00:00 | 0.3961
2020-11-15T02:00:00 | 0.18192
2020-11-15T03:00:00 | 0.12075
2020-11-15T04:00:00 | 0.33961
2020-11-15T05:00:00 | 0.40062
2020-11-15T06:00:00 | 0.24086
2020-11-15T07:00:00 | 0.12859
2020-11-15T08:00:00 | 0.33544
2020-11-15T09:00:00 | 0.19457
2020-11-15T10:00:00 | 0.381
2020-11-15T11:00:00 | 0.34785
2020-11-15T12:00:00 | 0.23152
2020-11-15T13:00:00 | 0.26617
2020-11-15T14:00:00 | 0.37654
2020-11-15T15:00:00 | 0.43278
2020-11-15T16:00:00 | 0.37991
2020-11-15T17:00:00 | 0.17262
2020-11-15T18:00:00 | 0.31784
2020-11-15T19:00:00 | 0.21674
2020-11-15T20:00:00 | 0.35981
2020-11-15T21:00:00 | 0.34583
2020-11-15T22:00:00 | 0.10167
2020-11-15T23:00:00 | 0.13657
2020-11-16T00:00:00 | 0.28532
2020-11-16T01:00:00 | 0.10404
2020-11-16T02:00:00 | 0.43207
2020-11-16T03:00:00 | 0.1423
2020-11-16T04:00:00 | 0.42099
2020-11-16T05:00:00 | 0.29551
2020-11-16T06:00:00 | 0.30336
2020-11-16T07:00:00 | 0.34948
2020-11-16T08:00:00 | 0.13733
2020-11-16T09:00:00 | 0.11514
2020-11-16T10:00:00 | 0.39947
2020-11-16T11:00:00 | 0.32164
2020-11-16T12:00:00 | 0.28452
2020-11-16T13:00:00 | 0.36797
2020-11-16T14:00:00 | 0.37709
2020-11-16T15:00:00 | 0.1361
2020-11-16T16:00:00 | 0.10156
2020-11-16T17:00:00 | 0.26972
2020-11-16T18:00:00 | 0.39648
2020-11-16T19:00:00 | 0.11737
2020-11-16T20:00:00 | 0.29745
2020-11-16T21:00:00 | 0.22377
2020-11-16T22:00:00 | 0.29615
2020-11-16T23:00:00 | 0.29665
2020-11-17T00:00:00 | 0.17851
2020-11-17T01:00:00 | 0.29742
2020-11-17T02:00:00 | 0.18067
2020-11-17T03:00:00 | 0.26585
2020-11-17T04:00:00 | 0.13452
2020-11-17T05:00:00 | 0.14407
2020-11-17T06:00:00 | 0.35975
2020-11-17T07:00:00 | 0.3263
2020-11-17T08:00:00 | 0.39139
2020-11-17T09:00:00 | 0.39482
2020-11-17T10:00:00 | 0.28355
2020-11-17T11:00:00 | 0.28732
2020-11-17T12:00:00 | 0.19207
2020-11-17T13:00:00 | 0.15312
2020-11-17T14:00:00 | 0.2926
2020-11-17T15:00:00 | 0.1873
2020-11-17T16:00:00 | 0.12731
2020-11-17T17:00:00 | 0.37584
2020-11-17T18:00:00 | 0.37676
2020-11-17T19:00:00 | 0.24563
2020-11-17T20:00:00 | 0.37278
2020-11-17T21:00:00 | 0.24819
2020-11-17T22:00:00 | 0.14196
2020-11-17T23:00:00 | 0.35904
2020-11-18T00:00:00 | 0.25633
2020-11-18T01:00:00 | 0.30621
2020-11-18T02:00:00 | 0.29416
2020-11-18T03:00:00 | 0.22521
2020-11-18T04:00:00 | 0.16133
2020-11-18T05:00:00 | 0.2255
2020-11-18T06:00:00 | 0.31053
2020-11-18T07:00:00 | 0.41044
2020-11-18T08:00:00 | 0.41569
2020-11-18T09:00:00 | 0.19574
2020-11-18T10:00:00 | 0.35682
2020-11-18T11:00:00 | 0.40768
2020-11-18T12:00:00 | 0.209
2020-11-18T13:00:00 | 0.11053
2020-11-18T14:00:00 | 0.22747
2020-11-18T15:00:00 | 0.35834
2020-11-18T16:00:00 | 0.40111
2020-11-18T17:00:00 | 0.19377
2020-11-18T18:00:00 | 0.36724
2020-11-18T19:00:00 | 0.39124
2020-11-18T20:00:00 | 0.22214
2020-11-18T21:00:00 | 0.13784
2020-11-18T22:00:00 | 0.40742
2020-11-18T23:00:00 | 0.15868
2020-11-19T00:00:00 | 0.34005
2020-11-19T01:00:00 | 0.18651
2020-11-19T02:00:00 | 0.16868
2020-11-19T03:00:00 | 0.40596
2020-11-19T04:00:00 | 0.1899
2020-11-19T05:00:00 | 0.20412
2020-11-19T06:00:00 | 0.3434
2020-11-19T07:00:00 | 0.24785
2020-11-19T08:00:00 | 0.36662
2020-11-19T09:00:00 | 0.38641
2020-11-19T10:00:00 | 0.17685
2020-11-19T11:00:00 | 0.1009
2020-11-19T12:00:00 | 0.27963
2020-11-19T13:00:00 | 0.11135
2020-11-19T14:00:00 | 0.43221
2020-11-19T15:00:00 | 0.18889
2020-11-19T16:00:00 | 0.19891
2020-11-19T17:00:00 | 0.30494
2020-11-19T18:00:00 | 0.40786
2020-11-19T19:00:00 | 0.37123
2020-11-19T20:00:00 | 0.32028
2020-11-19T21:00:00 | 0.23762
2020-11-19T22:00:00 | 0.29608
2020-11-19T23:00:00 | 0.33828
2020-11-20T00:00:00 | 0.39725
2020-11-20T01:00:00 | 0.26436
2020-11-20T02:00:00 | 0.14522
2020-11-20T03:00:00 | 0.40289
2020-11-20T04:00:00 | 0.21992
2020-11-20T05:00:00 | 0.3873
2020-11-20T06:00:00 | 0.38297
2020-11-20T07:00:00 | 0.27256
2020-11-20T08:00:00 | 0.41767
2020-11-20T09:00:00 | 0.35231
2020-11-20T10:00:00 | 0.19608
2020-11-20T11:00:00 | 0.3204
2020-11-20T12:00:00 | 0.1635
2020-11-20T13:00:00 | 0.4319
2020-11-20T14:00:00 | 0.39674
2020-11-20T15:00:00 | 0.24336
2020-11-20T16:00:00 | 0.22144
2020-11-20T17:00:00 | 0.33882
2020-11-20T18:00:00 | 0.11967
2020-11-20T19:00:00 | 0.39916
2020-11-20T20:00:00 | 0.15812
2020-11-20T21:00:00 | 0.27232
2020-11-20T22:00:00 | 0.38074
2020-11-20T23:00:00 | 0.16218
2020-11-21T00:00:00 | 0.37802
2020-11-21T01:00:00 | 0.13984
2020-11-21T02:00:00 | 0.31426
2020-11-21T03:00:00 | 0.20953
2020-11-21T04:00:00 | 0.35051
2020-11-21T05:00:00 | 0.34242
2020-11-21T06:00:00 | 0.40047
2020-11-21T07:00:00 | 0.33421
2020-11-21T08:00:00 | 0.40844
2020-11-21T09:00:00 | 0.1564
2020-11-21T10:00:00 | 0.40762
2020-11-21T11:00:00 | 0.10261
2020-11-21T12:00:00 | 0.39587
2020-11-21T13:00:00 | 0.34657
2020-11-21T14:00:00 | 0.18178
2020-11-21T15:00:00 | 0.38241
2020-11-21T16:00:00 | 0.12558
2020-11-21T17:00:00 | 0.31179
2020-11-21T18:00:00 | 0.31839
2020-11-21T19:00:00 | 0.22295
2020-11-21T20:00:00 | 0.41013
2020-11-21T21:00:00 | 0.23645
2020-11-21T22:00:00 | 0.19747
2020-11-21T23:00:00 | 0.37892
2020-11-22T00:00:00 | 0.35442
2020-11-22T01:00:00 | 0.29979
2020-11-22T02:00:00 | 0.3779
2020-11-22T03:00:00 | 0.23116
2020-11-22T04:00:00 | 0.34831
2020-11-22T05:00:00 | 0.20647
2020-11-22T06:00:00 | 0.17793
2020-11-22T07:00:00 | 0.31841
2020-11-22T08:00:00 | 0.29837
2020-11-22T09:00:00 | 0.35603
2020-11-22T10:00:00 | 0.43099
2020-11-22T11:00:00 | 0.10126
2020-11-22T12:00:00 | 0.2482
2020-11-22T13:00:00 | 0.18945
2020-11-22T14:00:00 | 0.18993
2020-11-22T15:00:00 | 0.10208
2020-11-22T16:00:00 | 0.34598
2020-11-22T17:00:00 | 0.20542
2020-11-22T18:00:00 | 0.36915
2020-11-22T19:00:00 | 0.15499
2020-11-22T20:00:00 | 0.39575
2020-11-22T21:00:00 | 0.4271
2020-11-22T22:00:00 | 0.3973
2020-11-22T23:00:00 | 0.14179
2020-11-23T00:00:00 | 0.1429
2020-11-23T01:00:00 | 0.14093
2020-11-23T02:00:00 | 0.42764
2020-11-23T03:00:00 | 0.29293
2020-11-23T04:00:00 | 0.20751
2020-11-23T05:00:00 | 0.18458
2020-11-23T06:00:00 | 0.30095
2020-11-23T07:00:00 | 0.18063
2020-11-23T08:00:00 | 0.28421
2020-11-23T09:00:00 | 0.15864
2020-11-23T10:00:00 | 0.13284
2020-11-23T11:00:00 | 0.39192
2020-11-23T12:00:00 | 0.30215
2020-11-23T13:00:00 | 0.12996
2020-11-23T14:00:00 | 0.39829
2020-11-23T15:00:00 | 0.13602
2020-11-23T16:00:00 | 0.33815
2020-11-23T17:00:00 | 0.17299
2020-11-23T18:00:00 | 0.31623
2020-11-23T19:00:00 | 0.39011
2020-11-23T20:00:00 | 0.35052
2020-11-23T21:00:00 | 0.22863
2020-11-23T22:00:00 | 0.4143
2020-11-23T23:00:00 | 0.34068
2020-11-24T00:00:00 | 0.40601
2020-11-24T01:00:00 | 0.35743
2020-11-24T02:00:00 | 0.12378
2020-11-24T03:00:00 | 0.41267
2020-11-24T04:00:00 | 0.11064
2020-11-24T05:00:00 | 0.31232
2020-11-24T06:00:00 | 0.20428
2020-11-24T07:00:00 | 0.2405
2020-11-24T08:00:00 | 0.36744
2020-11-24T09:00:00 | 0.25757
2020-11-24T10:00:00 | 0.19534
2020-11-24T11:00:00 | 0.26127
2020-11-24T12:00:00 | 0.31757
2020-11-24T13:00:00 | 0.40611
2020-11-24T14:00:00 | 0.4066
2020-11-24T15:00:00 | 0.25511
2020-11-24T16:00:00 | 0.33779
2020-11-24T17:00:00 | 0.36786
2020-11-24T18:00:00 | 0.19068
2020-11-24T19:00:00 | 0.3591
2020-11-24T20:00:00 | 0.39197
2020-11-24T21:00:00 | 0.32004
2020-11-24T22:00:00 | 0.34497
2020-11-24T23:00:00 | 0.22039
2020-11-25T00:00:00 | 0.24776
2020-11-25T01:00:00 | 0.15497
2020-11-25T02:00:00 | 0.40093
2020-11-25T03:00:00 | 0.42544
2020-11-25T04:00:00 | 0.38329
2020-11-25T05:00:00 | 0.41797
2020-11-25T06:00:00 | 0.2576
2020-11-25T07:00:00 | 0.22707
2020-11-25T08:00:00 | 0.28015
2020-11-25T09:00:00 | 0.34533
2020-11-25T10:00:00 | 0.23203
2020-11-25T11:00:00 | 0.12122
2020-11-25T12:00:00 | 0.13937
2020-11-25T13:00:00 | 0.15241
2020-11-25T14:00:00 | 0.37961
2020-11-25T15:00:00 | 0.22025
2020-11-25T16:00:00 | 0.28986
2020-11-25T17:00:00 | 0.26244
2020-11-25T18:00:00 | 0.27273
2020-11-25T19:00:00 | 0.31724
2020-11-25T20:00:00 | 0.13369
2020-11-25T21:00:00 | 0.19806
2020-11-25T22:00:00 | 0.18945
2020-11-25T23:00:00 | 0.3276
2020-11-26T00:00:00 | 0.2879
2020-11-26T01:00:00 | 0.17752
2020-11-26T02:00:00 | 0.24851
2020-11-26T03:00:00 | 0.26495
2020-11-26T04:00:00 | 0.4239
2020-11-26T05:00:00 | 0.11391
2020-11-26T06:00:00 | 0.27419
2020-11-26T07:00:00 | 0.15936
2020-11-26T08:00:00 | 0.10003
2020-11-26T09:00:00 | 0.39952
2020-11-26T10:00:00 | 0.34998
2020-11-26T11:00:00 | 0.22506
2020-11-26T12:00:00 | 0.23783
2020-11-26T13:00:00 | 0.30742
2020-11-26T14:00:00 | 0.11254
2020-11-26T15:00:00 | 0.27383
2020-11-26T16:00:00 | 0.24441
2020-11-26T17:00:00 | 0.2201
2020-11-26T18:00:00 | 0.41975
2020-11-26T19:00:00 | 0.31757
2020-11-26T20:00:00 | 0.26838
2020-11-26T21:00:00 | 0.27328
2020-11-26T22:00:00 | 0.14556
2020-11-26T23:00:00 | 0.25805
2020-11-27T00:00:00 | 0.20783
2020-11-27T01:00:00 | 0.10715
2020-11-27T02:00:00 | 0.20182
2020-11-27T03:00:00 | 0.43163
2020-11-27T04:00:00 | 0.40802
2020-11-27T05:00:00 | 0.12187
2020-11-27T06:00:00 | 0.27293
2020-11-27T07:00:00 | 0.2407
2020-11-27T08:00:00 | 0.25462
2020-11-27T09:00:00 | 0.26221
2020-11-27T10:00:00 | 0.27779
2020-11-27T11:00:00 | 0.15592
2020-11-27T12:00:00 | 0.33024
2020-11-27T13:00:00 | 0.22897
2020-11-27T14:00:00 | 0.3026
2020-11-27T15:00:00 | 0.28462
2020-11-27T16:00:00 | 0.13301
2020-11-27T17:00:00 | 0.42864
2020-11-27T18:00:00 | 0.28317
2020-11-27T19:00:00 | 0.26808
2020-11-27T20:00:00 | 0.18433
2020-11-27T21:00:00 | 0.16059
2020-11-27T22:00:00 | 0.21863
2020-11-27T23:00:00 | 0.26007
2020-11-28T00:00:00 | 0.23297
2020-11-28T01:00:00 | 0.42547
2020-11-28T02:00:00 | 0.29377
2020-11-28T03:00:00 | 0.19382
2020-11-28T04:00:00 | 0.18225
2020-11-28T05:00:00 | 0.2782
2020-11-28T06:00:00 | 0.22359
2020-11-28T07:00:00 | 0.29316
2020-11-28T08:00:00 | 0.18124
2020-11-28T09:00:00 | 0.33593
2020-11-28T10:00:00 | 0.34528
2020-11-28T11:00:00 | 0.17217
2020-11-28T12:00:00 | 0.41444
2020-11-28T13:00:00 | 0.42241
2020-11-28T14:00:00 | 0.33765
2020-11-28T15:00:00 | 0.38308
2020-11-28T16:00:00 | 0.40467
2020-11-28T17:00:00 | 0.39261
2020-11-28T18:00:00 | 0.34879
2020-11-28T19:00:00 | 0.11463
2020-11-28T20:00:00 | 0.25311
2020-11-28T21:00:00 | 0.35279
2020-11-28T22:00:00 | 0.29946
2020-11-28T23:00:00 | 0.3961
2020-11-29T00:00:00 | 0.37009
2020-11-29T01:00:00 | 0.32509
2020-11-29T02:00:00 | 0.14925
2020-11-29T03:00:00 | 0.37183
2020-11-29T04:00:00 | 0.35056
2020-11-29T05:00:00 | 0.19811
2020-11-29T06:00:00 | 0.23477
2020-11-29T07:00:00 | 0.39147
2020-11-29T08:00:00 | 0.25561
2020-11-29T09:00:00 | 0.17907
2020-11-29T10:00:00 | 0.10488
2020-11-29T11:00:00 | 0.33935
2020-11-29T12:00:00 | 0.16528
2020-11-29T13:00:00 | 0.36169
2020-11-29T14:00:00 | 0.16003
2020-11-29T15:00:00 | 0.13913
2020-11-29T16:00:00 | 0.36996
2020-11-29T17:00:00 | 0.26518
2020-11-29T18:00:00 | 0.41591
2020-11-29T19:00:00 | 0.15419
2020-11-29T20:00:00 | 0.12628
2020-11-29T21:00:00 | 0.33771
2020-11-29T22:00:00 | 0.11013
2020-11-29T23:00:00 | 0.22207
2020-11-30T00:00:00 | 0.16898
2020-11-30T01:00:00 | 0.29733
2020-11-30T02:00:00 | 0.38654
2020-11-30T03:00:00 | 0.106
2020-11-30T04:00:00 | 0.41038
2020-11-30T05:00:00 | 0.37541
2020-11-30T06:00:00 | 0.42638
2020-11-30T07:00:00 | 0.29173
2020-11-30T08:00:00 | 0.25704
2020-11-30T09:00:00 | 0.2062
2020-11-30T10:00:00 | 0.28456
2020-11-30T11:00:00 | 0.26131
2020-11-30T12:00:00 | 0.18807
2020-11-30T13:00:00 | 0.28203
2020-11-30T14:00:00 | 0.14169
2020-11-30T15:00:00 | 0.14052
2020-11-30T16:00:00 | 0.1279
2020-11-30T17:00:00 | 0.17743
2020-11-30T18:00:00 | 0.17398
2020-11-30T19:00:00 | 0.22711
2020-11-30T20:00:00 | 0.29689
2020-11-30T21:00:00 | 0.21956
2020-11-30T22:00:00 | 0.16823
2020-11-30T23:00:00 | 0.2877
2020-12-01T00:00:00 | 0.29503
2020-12-01T01:00:00 | 0.13112
2020-12-01T02:00:00 | 0.19105
2020-12-01T03:00:00 | 0.21796
2020-12-01T04:00:00 | 0.13386
2020-12-01T05:00:00 | 0.1384
2020-12-01T06:00:00 | 0.38199
2020-12-01T07:00:00 | 0.10353
2020-12-01T08:00:00 | 0.33626
2020-12-01T09:00:00 | 0.123
2020-12-01T10:00:00 | 0.23365
2020-12-01T11:00:00 | 0.42415
2020-12-01T12:00:00 | 0.15909
2020-12-01T13:00:00 | 0.24685
2020-12-01T14:00:00 | 0.33231
2020-12-01T15:00:00 | 0.38199
2020-12-01T16:00:00 | 0.29657
2020-12-01T17:00:00 | 0.32721
2020-12-01T18:00:00 | 0.29949
2020-12-01T19:00:00 | 0.13113
2020-12-01T20:00:00 | 0.16377
2020-12-01T21:00:00 | 0.17092
2020-12-01T22:00:00 | 0.4206
2020-12-01T23:00:00 | 0.16737
2020-12-02T00:00:00 | 0.13902
2020-12-02T01:00:00 | 0.17885
2020-12-02T02:00:00 | 0.31333
2020-12-02T03:00:00 | 0.39096
2020-12-02T04:00:00 | 0.11152
2020-12-02T05:00:00 | 0.17938
2020-12-02T06:00:00 | 0.24612
2020-12-02T07:00:00 | 0.28945
2020-12-02T08:00:00 | 0.21203
2020-12-02T09:00:00 | 0.40904
2020-12-02T10:00:00 | 0.37557
2020-12-02T11:00:00 | 0.12382
2020-12-02T12:00:00 | 0.13371
2020-12-02T13:00:00 | 0.17485
2020-12-02T14:00:00 | 0.15764
2020-12-02T15:00:00 | 0.30999
2020-12-02T16:00:00 | 0.3774
2020-12-02T17:00:00 | 0.34495
2020-12-02T18:00:00 | 0.1523
2020-12-02T19:00:00 | 0.31923
2020-12-02T20:00:00 | 0.27935
2020-12-02T21:00:00 | 0.30818
2020-12-02T22:00:00 | 0.40569
2020-12-02T23:00:00 | 0.31432
2020-12-03T00:00:00 | 0.1371
2020-12-03T01:00:00 | 0.33164
2020-12-03T02:00:00 | 0.36849
2020-12-03T03:00:00 | 0.22942
2020-12-03T04:00:00 | 0.36381
2020-12-03T05:00:00 | 0.30029
2020-12-03T06:00:00 | 0.18795
2020-12-03T07:00:00 | 0.30411
2020-12-03T08:00:00 | 0.40743
2020-12-03T09:00:00 | 0.37326
2020-12-03T10:00:00 | 0.27119
2020-12-03T11:00:00 | 0.37408
2020-12-03T12:00:00 | 0.32384
2020-12-03T13:00:00 | 0.14891
2020-12-03T14:00:00 | 0.33383
2020-12-03T15:00:00 | 0.15851
2020-12-03T16:00:00 | 0.20175
2020-12-03T17:00:00 | 0.18495
2020-12-03T18:00:00 | 0.2748
2020-12-03T19:00:00 | 0.41046
2020-12-03T20:00:00 | 0.32501
2020-12-03T21:00:00 | 0.28683
2020-12-03T22:00:00 | 0.20543
2020-12-03T23:00:00 | 0.3457
2020-12-04T00:00:00 | 0.38666
2020-12-04T01:00:00 | 0.41669
2020-12-04T02:00:00 | 0.10981
2020-12-04T03:00:00 | 0.15819
2020-12-04T04:00:00 | 0.31413
2020-12-04T05:00:00 | 0.12028
2020-12-04T06:00:00 | 0.2472
2020-12-04T07:00:00 | 0.28978
2020-12-04T08:00:00 | 0.32952
2020-12-04T09:00:00 | 0.11159
2020-12-04T10:00:00 | 0.21701
2020-12-04T11:00:00 | 0.36959
2020-12-04T12:00:00 | 0.22266
2020-12-04T13:00:00 | 0.13926
2020-12-04T14:00:00 | 0.21986
2020-12-04T15:00:00 | 0.34391
2020-12-04T16:00:00 | 0.3954
2020-12-04T17:00:00 | 0.33626
2020-12-04T18:00:00 | 0.21196
2020-12-04T19:00:00 | 0.26129
2020-12-04T20:00:00 | 0.26772
2020-12-04T21:00:00 | 0.20477
2020-12-04T22:00:00 | 0.40916
2020-12-04T23:00:00 | 0.16499
2020-12-05T00:00:00 | 0.19019
2020-12-05T01:00:00 | 0.36989
2020-12-05T02:00:00 | 0.32426
2020-12-05T03:00:00 | 0.39521
2020-12-05T04:00:00 | 0.1244
2020-12-05T05:00:00 | 0.20365
2020-12-05T06:00:00 | 0.43134
2020-12-05T07:00:00 | 0.23643
2020-12-05T08:00:00 | 0.30971
2020-12-05T09:00:00 | 0.38068
2020-12-05T10:00:00 | 0.4057
2020-12-05T11:00:00 | 0.22976
2020-12-05T12:00:00 | 0.10063
2020-12-05T13:00:00 | 0.38829
2020-12-05T14:00:00 | 0.26086
2020-12-05T15:00:00 | 0.24565
2020-12-05T16:00:00 | 0.2488
2020-12-05T17:00:00 | 0.42268
2020-12-05T18:00:00 | 0.1146
2020-12-05T19:00:00 | 0.32771
2020-12-05T20:00:00 | 0.11566
2020-12-05T21:00:00 | 0.16765
2020-12-05T22:00:00 | 0.37677
2020-12-05T23:00:00 | 0.28306
2020-12-06T00:00:00 | 0.34055
2020-12-06T01:00:00 | 0.1221
2020-12-06T02:00:00 | 0.23176
2020-12-06T03:00:00 | 0.32636
2020-12-06T04:00:00 | 0.21538
2020-12-06T05:00:00 | 0.11987
2020-12-06T06:00:00 | 0.30824
2020-12-06T07:00:00 | 0.25164
2020-12-06T08:00:00 | 0.36895
2020-12-06T09:00:00 | 0.3541
2020-12-06T10:00:00 | 0.23008
2020-12-06T11:00:00 | 0.23225
2020-12-06T12:00:00 | 0.27078
2020-12-06T13:00:00 | 0.28196
2020-12-06T14:00:00 | 0.42191
2020-12-06T15:00:00 | 0.32252
2020-12-06T16:00:00 | 0.28135
2020-12-06T17:00:00 | 0.30878
2020-12-06T18:00:00 | 0.39786
2020-12-06T19:00:00 | 0.36534
2020-12-06T20:00:00 | 0.20751
2020-12-06T21:00:00 | 0.14247
2020-12-06T22:00:00 | 0.25582
2020-12-06T23:00:00 | 0.22376
2020-12-07T00:00:00 | 0.30099
2020-12-07T01:00:00 | 0.33511
2020-12-07T02:00:00 | 0.19025
2020-12-07T03:00:00 | 0.18565
2020-12-07T04:00:00 | 0.21015
2020-12-07T05:00:00 | 0.42447
2020-12-07T06:00:00 | 0.12889
2020-12-07T07:00:00 | 0.35422
2020-12-07T08:00:00 | 0.21347
2020-12-07T09:00:00 | 0.39287
2020-12-07T10:00:00 | 0.11626
2020-12-07T11:00:00 | 0.15923
2020-12-07T12:00:00 | 0.21626
2020-12-07T13:00:00 | 0.37679
2020-12-07T14:00:00 | 0.33513
2020-12-07T15:00:00 | 0.29831
2020-12-07T16:00:00 | 0.40905
2020-12-07T17:00:00 | 0.42218
2020-12-07T18:00:00 | 0.2834
2020-12-07T19:00:00 | 0.42395
2020-12-07T20:00:00 | 0.32548
2020-12-07T21:00:00 | 0.39487
2020-12-07T22:00:00 | 0.1059
2020-12-07T23:00:00 | 0.26936
2020-12-08T00:00:00 | 0.32929
2020-12-08T01:00:00 | 0.32997
2020-12-08T02:00:00 | 0.3717
2020-12-08T03:00:00 | 0.28069
2020-12-08T04:00:00 | 0.24301
2020-12-08T05:00:00 | 0.41228
2020-12-08T06:00:00 | 0.36676
2020-12-08T07:00:00 | 0.27821
2020-12-08T08:00:00 | 0.23917
2020-12-08T09:00:00 | 0.30907
2020-12-08T10:00:00 | 0.34985
2020-12-08T11:00:00 | 0.17819
2020-12-08T12:00:00 | 0.16927
2020-12-08T13:00:00 | 0.26594
2020-12-08T14:00:00 | 0.18092
2020-12-08T15:00:00 | 0.10529
2020-12-08T16:00:00 | 0.37941
2020-12-08T17:00:00 | 0.17947
2020-12-08T18:00:00 | 0.35748
2020-12-08T19:00:00 | 0.36295
2020-12-08T20:00:00 | 0.22927
2020-12-08T21:00:00 | 0.38262
2020-12-08T22:00:00 | 0.29205
2020-12-08T23:00:00 | 0.19163
2020-12-09T00:00:00 | 0.37394
2020-12-09T01:00:00 | 0.3571
2020-12-09T02:00:00 | 0.29293
2020-12-09T03:00:00 | 0.35179
2020-12-09T04:00:00 | 0.18919
2020-12-09T05:00:00 | 0.41345
2020-12-09T06:00:00 | 0.20036
2020-12-09T07:00:00 | 0.37696
2020-12-09T08:00:00 | 0.24556
2020-12-09T09:00:00 | 0.16302
2020-12-09T10:00:00 | 0.13045
2020-12-09T11:00:00 | 0.42941
2020-12-09T12:00:00 | 0.24421
2020-12-09T13:00:00 | 0.36521
2020-12-09T14:00:00 | 0.31865
2020-12-09T15:00:00 | 0.318
2020-12-09T16:00:00 | 0.17287
2020-12-09T17:00:00 | 0.18695
2020-12-09T18:00:00 | 0.18545
2020-12-09T19:00:00 | 0.40645
2020-12-09T20:00:00 | 0.42961
2020-12-09T21:00:00 | 0.11119
2020-12-09T22:00:00 | 0.4186
2020-12-09T23:00:00 | 0.3553
2020-12-10T00:00:00 | 0.30537
2020-12-10T01:00:00 | 0.21802
2020-12-10T02:00:00 | 0.26582
2020-12-10T03:00:00 | 0.10279
2020-12-10T04:00:00 | 0.39419
2020-12-10T05:00:00 | 0.1368
2020-12-10T06:00:00 | 0.41409
2020-12-10T07:00:00 | 0.17385
2020-12-10T08:00:00 | 0.35798
2020-12-10T09:00:00 | 0.18336
2020-12-10T10:00:00 | 0.2604
2020-12-10T11:00:00 | 0.27902
2020-12-10T12:00:00 | 0.23242
2020-12-10T13:00:00 | 0.15188
2020-12-10T14:00:00 | 0.10259
2020-12-10T15:00:00 | 0.20679
2020-12-10T16:00:00 | 0.17806
2020-12-10T17:00:00 | 0.10659
2020-12-10T18:00:00 | 0.15548
2020-12-10T19:00:00 | 0.37227
2020-12-10T20:00:00 | 0.28584
2020-12-10T21:00:00 | 0.25524
2020-12-10T22:00:00 | 0.19672
2020-12-10T23:00:00 | 0.32729
2020-12-11T00:00:00 | 0.33831
2020-12-11T01:00:00 | 0.35281
2020-12-11T02:00:00 | 0.38319
2020-12-11T03:00:00 | 0.10697
2020-12-11T04:00:00 | 0.2956
2020-12-11T05:00:00 | 0.19483
2020-12-11T06:00:00 | 0.40241
2020-12-11T07:00:00 | 0.1715
2020-12-11T08:00:00 | 0.25034
2020-12-11T09:00:00 | 0.10777
2020-12-11T10:00:00 | 0.10651
2020-12-11T11:00:00 | 0.19739
2020-12-11T12:00:00 | 0.29386
2020-12-11T13:00:00 | 0.17718
2020-12-11T14:00:00 | 0.22698
2020-12-11T15:00:00 | 0.18788
2020-12-11T16:00:00 | 0.40218
2020-12-11T17:00:00 | 0.18891
2020-12-11T18:00:00 | 0.16632
2020-12-11T19:00:00 | 0.39248
2020-12-11T20:00:00 | 0.15384
2020-12-11T21:00:00 | 0.3009
2020-12-11T22:00:00 | 0.33215
2020-12-11T23:00:00 | 0.3688
2020-12-12T00:00:00 | 0.14731
2020-12-12T01:00:00 | 0.26104
2020-12-12T02:00:00 | 0.22878
2020-12-12T03:00:00 | 0.40114
2020-12-12T04:00:00 | 0.40996
2020-12-12T05:00:00 | 0.17391
2020-12-12T06:00:00 | 0.36268
2020-12-12T07:00:00 | 0.33091
2020-12-12T08:00:00 | 0.15321
2020-12-12T09:00:00 | 0.38179
2020-12-12T10:00:00 | 0.38071
2020-12-12T11:00:00 | 0.12994
2020-12-12T12:00:00 | 0.25736
2020-12-12T13:00:00 | 0.38415
2020-12-12T14:00:00 | 0.27957
2020-12-12T15:00:00 | 0.28166
2020-12-12T16:00:00 | 0.17993
2020-12-12T17:00:00 | 0.1859
2020-12-12T18:00:00 | 0.26615
2020-12-12T19:00:00 | 0.39718
2020-12-12T20:00:00 | 0.38116
2020-12-12T21:00:00 | 0.1356
2020-12-12T22:00:00 | 0.1885
2020-12-12T23:00:00 | 0.40735
2020-12-13T00:00:00 | 0.38861
2020-12-13T01:00:00 | 0.13246
2020-12-13T02:00:00 | 0.20215
2020-12-13T03:00:00 | 0.23884
2020-12-13T04:00:00 | 0.40735
2020-12-13T05:00:00 | 0.25703
2020-12-13T06:00:00 | 0.15561
2020-12-13T07:00:00 | 0.37359
2020-12-13T08:00:00 | 0.38974
2020-12-13T09:00:00 | 0.25878
2020-12-13T10:00:00 | 0.37791
2020-12-13T11:00:00 | 0.35134
2020-12-13T12:00:00 | 0.25897
2020-12-13T13:00:00 | 0.37486
2020-12-13T14:00:00 | 0.36065
2020-12-13T15:00:00 | 0.42252
2020-12-13T16:00:00 | 0.18363
2020-12-13T17:00:00 | 0.10553
2020-12-13T18:00:00 | 0.10109
2020-12-13T19:00:00 | 0.38532
2020-12-13T20:00:00 | 0.42787
2020-12-13T21:00:00 | 0.2104
2020-12-13T22:00:00 | 0.35874
2020-12-13T23:00:00 | 0.10763
2020-12-14T00:00:00 | 0.15242
2020-12-14T01:00:00 | 0.10182
2020-12-14T02:00:00 | 0.36573
2020-12-14T03:00:00 | 0.1448
2020-12-14T04:00:00 | 0.29635
2020-12-14T05:00:00 | 0.22416
2020-12-14T06:00:00 | 0.41919
2020-12-14T07:00:00 | 0.30701
2020-12-14T08:00:00 | 0.34499
2020-12-14T09:00:00 | 0.40285
2020-12-14T10:00:00 | 0.21276
2020-12-14T11:00:00 | 0.36024
2020-12-14T12:00:00 | 0.38305
2020-12-14T13:00:00 | 0.22157
2020-12-14T14:00:00 | 0.1718
2020-12-14T15:00:00 | 0.41321
2020-12-14T16:00:00 | 0.42538
2020-12-14T17:00:00 | 0.25538
2020-12-14T18:00:00 | 0.42968
2020-12-14T19:00:00 | 0.30251
2020-12-14T20:00:00 | 0.29193
2020-12-14T21:00:00 | 0.37517
2020-12-14T22:00:00 | 0.2458
2020-12-14T23:00:00 | 0.17395
2020-12-15T00:00:00 | 0.11725
2020-12-15T01:00:00 | 0.28428
2020-12-15T02:00:00 | 0.26519
2020-12-15T03:00:00 | 0.39035
2020-12-15T04:00:00 | 0.12139
2020-12-15T05:00:00 | 0.22355
2020-12-15T06:00:00 | 0.29681
2020-12-15T07:00:00 | 0.37649
2020-12-15T08:00:00 | 0.33856
2020-12-15T09:00:00 | 0.34277
2020-12-15T10:00:00 | 0.33194
2020-12-15T11:00:00 | 0.2677
2020-12-15T12:00:00 | 0.29232
2020-12-15T13:00:00 | 0.35266
2020-12-15T14:00:00 | 0.38344
2020-12-15T15:00:00 | 0.12719
2020-12-15T16:00:00 | 0.21577
2020-12-15T17:00:00 | 0.37616
2020-12-15T18:00:00 | 0.23164
2020-12-15T19:00:00 | 0.42724
2020-12-15T20:00:00 | 0.10476
2020-12-15T21:00:00 | 0.20713
2020-12-15T22:00:00 | 0.14884
2020-12-15T23:00:00 | 0.34099
2020-12-16T00:00:00 | 0.34125
2020-12-16T01:00:00 | 0.17923
2020-12-16T02:00:00 | 0.22349
2020-12-16T03:00:00 | 0.15964
2020-12-16T04:00:00 | 0.41071
2020-12-16T05:00:00 | 0.25772
2020-12-16T06:00:00 | 0.18154
2020-12-16T07:00:00 | 0.24931
2020-12-16T08:00:00 | 0.28639
2020-12-16T09:00:00 | 0.29904
2020-12-16T10:00:00 | 0.3723
2020-12-16T11:00:00 | 0.31399
2020-12-16T12:00:00 | 0.41237
2020-12-16T13:00:00 | 0.41632
2020-12-16T14:00:00 | 0.1547
2020-12-16T15:00:00 | 0.34663
2020-12-16T16:00:00 | 0.31318
2020-12-16T17:00:00 | 0.30085
2020-12-16T18:00:00 | 0.27449
2020-12-16T19:00:00 | 0.39634
2020-12-16T20:00:00 | 0.26963
2020-12-16T21:00:00 | 0.42944
2020-12-16T22:00:00 | 0.22848
2020-12-16T23:00:00 | 0.31864
2020-12-17T00:00:00 | 0.29021
2020-12-17T01:00:00 | 0.2654
2020-12-17T02:00:00 | 0.29787
2020-12-17T03:00:00 | 0.2244
2020-12-17T04:00:00 | 0.20487
2020-12-17T05:00:00 | 0.1666
2020-12-17T06:00:00 | 0.42123
2020-12-17T07:00:00 | 0.31148
2020-12-17T08:00:00 | 0.1526
2020-12-17T09:00:00 | 0.116
2020-12-17T10:00:00 | 0.38435
2020-12-17T11:00:00 | 0.32496
2020-12-17T12:00:00 | 0.21905
2020-12-17T13:00:00 | 0.19076
2020-12-17T14:00:00 | 0.12201
2020-12-17T15:00:00 | 0.2903
2020-12-17T16:00:00 | 0.35759
2020-12-17T17:00:00 | 0.39024
2020-12-17T18:00:00 | 0.1606
2020-12-17T19:00:00 | 0.2208
2020-12-17T20:00:00 | 0.40711
2020-12-17T21:00:00 | 0.10549
2020-12-17T22:00:00 | 0.17421
2020-12-17T23:00:00 | 0.30991
2020-12-18T00:00:00 | 0.14044
2020-12-18T01:00:00 | 0.26549
2020-12-18T02:00:00 | 0.3818
2020-12-18T03:00:00 | 0.39738
2020-12-18T04:00:00 | 0.39386
2020-12-18T05:00:00 | 0.14824
2020-12-18T06:00:00 | 0.18652
2020-12-18T07:00:00 | 0.28357
2020-12-18T08:00:00 | 0.23444
2020-12-18T09:00:00 | 0.15391
2020-12-18T10:00:00 | 0.36088
2020-12-18T11:00:00 | 0.31226
2020-12-18T12:00:00 | 0.288
2020-12-18T13:00:00 | 0.39317
2020-12-18T14:00:00 | 0.31896
2020-12-18T15:00:00 | 0.27489
2020-12-18T16:00:00 | 0.29637
2020-12-18T17:00:00 | 0.18981
2020-12-18T18:00:00 | 0.11525
2020-12-18T19:00:00 | 0.31895
2020-12-18T20:00:00 | 0.12524
2020-12-18T21:00:00 | 0.2386
2020-12-18T22:00:00 | 0.3666
2020-12-18T23:00:00 | 0.17366
2020-12-19T00:00:00 | 0.29141
2020-12-19T01:00:00 | 0.2064
2020-12-19T02:00:00 | 0.36844
2020-12-19T03:00:00 | 0.28323
2020-12-19T04:00:00 | 0.31773
2020-12-19T05:00:00 | 0.314
2020-12-19T06:00:00 | 0.12962
2020-12-19T07:00:00 | 0.12757
2020-12-19T08:00:00 | 0.31103
2020-12-19T09:00:00 | 0.29373
2020-12-19T10:00:00 | 0.40297
2020-12-19T11:00:00 | 0.14134
2020-12-19T12:00:00 | 0.17332
2020-12-19T13:00:00 | 0.19535
2020-12-19T14:00:00 | 0.29491
2020-12-19T15:00:00 | 0.22751
2020-12-19T16:00:00 | 0.23004
2020-12-19T17:00:00 | 0.30867
2020-12-19T18:00:00 | 0.30057
2020-12-19T19:00:00 | 0.24899
2020-12-19T20:00:00 | 0.32758
2020-12-19T21:00:00 | 0.23073
2020-12-19T22:00:00 | 0.16522
2020-12-19T23:00:00 | 0.17514
2020-12-20T00:00:00 | 0.2396
2020-12-20T01:00:00 | 0.10718
2020-12-20T02:00:00 | 0.33914
2020-12-20T03:00:00 | 0.10199
2020-12-20T04:00:00 | 0.16986
2020-12-20T05:00:00 | 0.29176
2020-12-20T06:00:00 | 0.26878
2020-12-20T07:00:00 | 0.21016
2020-12-20T08:00:00 | 0.12787
2020-12-20T09:00:00 | 0.35004
2020-12-20T10:00:00 | 0.42217
2020-12-20T11:00:00 | 0.24528
2020-12-20T12:00:00 | 0.28143
2020-12-20T13:00:00 | 0.39413
2020-12-20T14:00:00 | 0.42056
2020-12-20T15:00:00 | 0.22021
2020-12-20T16:00:00 | 0.33235
2020-12-20T17:00:00 | 0.28024
2020-12-20T18:00:00 | 0.28288
2020-12-20T19:00:00 | 0.19827
2020-12-20T20:00:00 | 0.34617
2020-12-20T21:00:00 | 0.23576
2020-12-20T22:00:00 | 0.18829
2020-12-20T23:00:00 | 0.169
2020-12-21T00:00:00 | 0.21308
2020-12-21T01:00:00 | 0.12354
2020-12-21T02:00:00 | 0.17678
2020-12-21T03:00:00 | 0.10376
2020-12-21T04:00:00 | 0.22878
2020-12-21T05:00:00 | 0.37548
2020-12-21T06:00:00 | 0.37114
2020-12-21T07:00:00 | 0.27474
2020-12-21T08:00:00 | 0.33972
2020-12-21T09:00:00 | 0.1388
2020-12-21T10:00:00 | 0.33007
2020-12-21T11:00:00 | 0.22707
2020-12-21T12:00:00 | 0.36954
2020-12-21T13:00:00 | 0.17044
2020-12-21T14:00:00 | 0.21987
2020-12-21T15:00:00 | 0.37446
2020-12-21T16:00:00 | 0.2512
2020-12-21T17:00:00 | 0.40504
2020-12-21T18:00:00 | 0.42587
2020-12-21T19:00:00 | 0.10212
2020-12-21T20:00:00 | 0.31369
2020-12-21T21:00:00 | 0.17325
2020-12-21T22:00:00 | 0.19867
2020-12-21T23:00:00 | 0.41993
2020-12-22T00:00:00 | 0.24905
2020-12-22T01:00:00 | 0.26025
2020-12-22T02:00:00 | 0.27381
2020-12-22T03:00:00 | 0.29497
2020-12-22T04:00:00 | 0.30971
2020-12-22T05:00:00 | 0.12455
2020-12-22T06:00:00 | 0.39839
2020-12-22T07:00:00 | 0.29039
2020-12-22T08:00:00 | 0.17641
2020-12-22T09:00:00 | 0.23127
2020-12-22T10:00:00 | 0.40132
2020-12-22T11:00:00 | 0.29246
2020-12-22T12:00:00 | 0.16984
2020-12-22T13:00:00 | 0.33735
2020-12-22T14:00:00 | 0.22659
2020-12-22T15:00:00 | 0.21056
2020-12-22T16:00:00 | 0.34916
2020-12-22T17:00:00 | 0.24176
2020-12-22T18:00:00 | 0.42834
2020-12-22T19:00:00 | 0.26703
2020-12-22T20:00:00 | 0.37377
2020-12-22T21:00:00 | 0.20068
2020-12-22T22:00:00 | 0.2552
2020-12-22T23:00:00 | 0.29039
2020-12-23T00:00:00 | 0.19159
2020-12-23T01:00:00 | 0.16328
2020-12-23T02:00:00 | 0.34338
2020-12-23T03:00:00 | 0.12953
2020-12-23T04:00:00 | 0.39662
2020-12-23T05:00:00 | 0.33055
2020-12-23T06:00:00 | 0.20721
2020-12-23T07:00:00 | 0.18887
2020-12-23T08:00:00 | 0.43035
2020-12-23T09:00:00 | 0.17422
2020-12-23T10:00:00 | 0.3974
2020-12-23T11:00:00 | 0.21486
2020-12-23T12:00:00 | 0.37518
2020-12-23T13:00:00 | 0.36082
2020-12-23T14:00:00 | 0.21517
2020-12-23T15:00:00 | 0.21244
2020-12-23T16:00:00 | 0.39409
2020-12-23T17:00:00 | 0.39718
2020-12-23T18:00:00 | 0.42945
2020-12-23T19:00:00 | 0.20162
2020-12-23T20:00:00 | 0.21918
2020-12-23T21:00:00 | 0.14432
2020-12-23T22:00:00 | 0.11795
2020-12-23T23:00:00 | 0.201
2020-12-24T00:00:00 | 0.12311
2020-12-24T01:00:00 | 0.18386
2020-12-24T02:00:00 | 0.2144
2020-12-24T03:00:00 | 0.19656
2020-12-24T04:00:00 | 0.4041
2020-12-24T05:00:00 | 0.2251
2020-12-24T06:00:00 | 0.27054
2020-12-24T07:00:00 | 0.24756
2020-12-24T08:00:00 | 0.18063
2020-12-24T09:00:00 | 0.12846
2020-12-24T10:00:00 | 0.33585
2020-12-24T11:00:00 | 0.43108
2020-12-24T12:00:00 | 0.39083
2020-12-24T13:00:00 | 0.35202
2020-12-24T14:00:00 | 0.29612
2020-12-24T15:00:00 | 0.1696
2020-12-24T16:00:00 | 0.42281
2020-12-24T17:00:00 | 0.40448
2020-12-24T18:00:00 | 0.38198
2020-12-24T19:00:00 | 0.34835
2020-12-24T20:00:00 | 0.29004
2020-12-24T21:00:00 | 0.14479
2020-12-24T22:00:00 | 0.32562
2020-12-24T23:00:00 | 0.22425
2020-12-25T00:00:00 | 0.33288
2020-12-25T01:00:00 | 0.24417
2020-12-25T02:00:00 | 0.35357
2020-12-25T03:00:00 | 0.24774
2020-12-25T04:00:00 | 0.1765
2020-12-25T05:00:00 | 0.22407
2020-12-25T06:00:00 | 0.38616
2020-12-25T07:00:00 | 0.12595
2020-12-25T08:00:00 | 0.36342
2020-12-25T09:00:00 | 0.21502
2020-12-25T10:00:00 | 0.11187
2020-12-25T11:00:00 | 0.28885
2020-12-25T12:00:00 | 0.36945
2020-12-25T13:00:00 | 0.17339
2020-12-25T14:00:00 | 0.31614
2020-12-25T15:00:00 | 0.14173
2020-12-25T16:00:00 | 0.12913
2020-12-25T17:00:00 | 0.26328
2020-12-25T18:00:00 | 0.38456
2020-12-25T19:00:00 | 0.4322
2020-12-25T20:00:00 | 0.10156
2020-12-25T21:00:00 | 0.30101
2020-12-25T22:00:00 | 0.10464
2020-12-25T23:00:00 | 0.26818
2020-12-26T00:00:00 | 0.35662
2020-12-26T01:00:00 | 0.43007
2020-12-26T02:00:00 | 0.38403
2020-12-26T03:00:00 | 0.4008
2020-12-26T04:00:00 | 0.22046
2020-12-26T05:00:00 | 0.27464
2020-12-26T06:00:00 | 0.34668
2020-12-26T07:00:00 | 0.30758
2020-12-26T08:00:00 | 0.33933
2020-12-26T09:00:00 | 0.23534
2020-12-26T10:00:00 | 0.36474
2020-12-26T11:00:00 | 0.14563
2020-12-26T12:00:00 | 0.41768
2020-12-26T13:00:00 | 0.36617
2020-12-26T14:00:00 | 0.15588
2020-12-26T15:00:00 | 0.15235
2020-12-26T16:00:00 | 0.12469
2020-12-26T17:00:00 | 0.1174
2020-12-26T18:00:00 | 0.37755
2020-12-26T19:00:00 | 0.18023
2020-12-26T20:00:00 | 0.36509
2020-12-26T21:00:00 | 0.12819
2020-12-26T22:00:00 | 0.11612
2020-12-26T23:00:00 | 0.19426
2020-12-27T00:00:00 | 0.35285
2020-12-27T01:00:00 | 0.2772
2020-12-27T02:00:00 | 0.22323
2020-12-27T03:00:00 | 0.14282
2020-12-27T04:00:00 | 0.11408
2020-12-27T05:00:00 | 0.34265
2020-12-27T06:00:00 | 0.15908
2020-12-27T07:00:00 | 0.30762
2020-12-27T08:00:00 | 0.27593
2020-12-27T09:00:00 | 0.28208
2020-12-27T10:00:00 | 0.21707
2020-12-27T11:00:00 | 0.15876
2020-12-27T12:00:00 | 0.39485
2020-12-27T13:00:00 | 0.12138
2020-12-27T14:00:00 | 0.18514
2020-12-27T15:00:00 | 0.15624
2020-12-27T16:00:00 | 0.25081
2020-12-27T17:00:00 | 0.20042
2020-12-27T18:00:00 | 0.12092
2020-12-27T19:00:00 | 0.14215
2020-12-27T20:00:00 | 0.23678
2020-12-27T21:00:00 | 0.18411
2020-12-27T22:00:00 | 0.2791
2020-12-27T23:00:00 | 0.35276
2020-12-28T00:00:00 | 0.3873
2020-12-28T01:00:00 | 0.18206
2020-12-28T02:00:00 | 0.4264
2020-12-28T03:00:00 | 0.21796
2020-12-28T04:00:00 | 0.27542
2020-12-28T05:00:00 | 0.196
2020-12-28T06:00:00 | 0.22205
2020-12-28T07:00:00 | 0.2179
2020-12-28T08:00:00 | 0.40612
2020-12-28T09:00:00 | 0.17595
2020-12-28T10:00:00 | 0.28316
2020-12-28T11:00:00 | 0.2452
2020-12-28T12:00:00 | 0.10169
2020-12-28T13:00:00 | 0.39761
2020-12-28T14:00:00 | 0.39957
2020-12-28T15:00:00 | 0.27347
2020-12-28T16:00:00 | 0.11084
2020-12-28T17:00:00 | 0.29239
2020-12-28T18:00:00 | 0.41125
2020-12-28T19:00:00 | 0.16825
2020-12-28T20:00:00 | 0.35241
2020-12-28T21:00:00 | 0.28599
2020-12-28T22:00:00 | 0.32147
2020-12-28T23:00:00 | 0.3513
2020-12-29T00:00:00 | 0.30794
2020-12-29T01:00:00 | 0.24436
2020-12-29T02:00:00 | 0.35036
2020-12-29T03:00:00 | 0.21951
2020-12-29T04:00:00 | 0.18404
2020-12-29T05:00:00 | 0.3014
2020-12-29T06:00:00 | 0.3338
2020-12-29T07:00:00 | 0.16759
2020-12-29T08:00:00 | 0.26706
2020-12-29T09:00:00 | 0.20501
2020-12-29T10:00:00 | 0.30357
2020-12-29T11:00:00 | 0.34926
2020-12-29T12:00:00 | 0.35767
2020-12-29T13:00:00 | 0.36157
2020-12-29T14:00:00 | 0.32071
2020-12-29T15:00:00 | 0.3547
2020-12-29T16:00:00 | 0.24414
2020-12-29T17:00:00 | 0.13718
2020-12-29T18:00:00 | 0.34435
2020-12-29T19:00:00 | 0.32719
2020-12-29T20:00:00 | 0.36341
2020-12-29T21:00:00 | 0.12897
2020-12-29T22:00:00 | 0.41088
2020-12-29T23:00:00 | 0.21828
2020-12-30T00:00:00 | 0.27258
2020-12-30T01:00:00 | 0.16435
2020-12-30T02:00:00 | 0.338
2020-12-30T03:00:00 | 0.28836
2020-12-30T04:00:00 | 0.1083
2020-12-30T05:00:00 | 0.12699
2020-12-30T06:00:00 | 0.16233
2020-12-30T07:00:00 | 0.40167
2020-12-30T08:00:00 | 0.37964
2020-12-30T09:00:00 | 0.10067
2020-12-30T10:00:00 | 0.2773
2020-12-30T11:00:00 | 0.18747
2020-12-30T12:00:00 | 0.13973
2020-12-30T13:00:00 | 0.23027
2020-12-30T14:00:00 | 0.24393
2020-12-30T15:00:00 | 0.21978
2020-12-30T16:00:00 | 0.26675
2020-12-30T17:00:00 | 0.11081
2020-12-30T18:00:00 | 0.20325
2020-12-30T19:00:00 | 0.15094
2020-12-30T20:00:00 | 0.11604
2020-12-30T21:00:00 | 0.38055
2020-12-30T22:00:00 | 0.27121
2020-12-30T23:00:00 | 0.39858
2020-12-31T00:00:00 | 0.2166
2020-12-31T01:00:00 | 0.28653
2020-12-31T02:00:00 | 0.37869
2020-12-31T03:00:00 | 0.21214
2020-12-31T04:00:00 | 0.12668
2020-12-31T05:00:00 | 0.23697
2020-12-31T06:00:00 | 0.43076
2020-12-31T07:00:00 | 0.40408
2020-12-31T08:00:00 | 0.19598
2020-12-31T09:00:00 | 0.38695
2020-12-31T10:00:00 | 0.10127
2020-12-31T11:00:00 | 0.40797
2020-12-31T12:00:00 | 0.1585
2020-12-31T13:00:00 | 0.25301
2020-12-31T14:00:00 | 0.10138
2020-12-31T15:00:00 | 0.40506
2020-12-31T16:00:00 | 0.4196
2020-12-31T17:00:00 | 0.34458
2020-12-31T18:00:00 | 0.21324
2020-12-31T19:00:00 | 0.19659
2020-12-31T20:00:00 | 0.11824
2020-12-31T21:00:00 | 0.38468
2020-12-31T22:00:00 | 0.3249
2020-12-31T23:00:00 | 0.35583

## CCS_process
relationship | unit | node | parameter | alternative | value | relationship | unit | node | node | parameter | alternative | value
unit__to_node | CCS_PlatformA1 | ReservoirA | vom_cost | CCS | 6687.5 | unit__node__node | CCS_PlatformA1 | PlatformA1_elec_duty | CarbonMarket | fix_ratio_in_in_unit_flow | CCS | 0.013889
unit__from_node | CCS_PlatformA1 | CarbonMarket | vom_cost | FixCarbonPrice_1 | -83.03 | unit__node__node | CCS_PlatformA1 | ReservoirA | CarbonMarket | fix_ratio_out_in_unit_flow | CCS | 0.00064
unit__from_node | CCS_PlatformA1 | CarbonMarket | unit_capacity | CCS | 570.7763
unit__from_node | CCS_PlatformA1 | PlatformA1_elec_duty
Note on N2: Huang Jiangyi: MWh_e per unit (tonne) CO2
Note on N3: Huang Jiangyi: Eq. storage unit per unit (tonne) CO2

## CCS_facility
node | alternative | is_active | balance_type | unit | alternative | is_active | candidate_units | fom_cost | number_of_units | online_variable_type | unit_investment_cost | unit_investment_lifetime | unit_investment_variable_type | min_up_time | units_on_cost
CarbonMarket | CCS | TRUE | balance_type_none | CCS_PlatformA1 | CCS | TRUE | 1 | 1.45 | 0 | unit_online_variable_type_integer | 393750000 |  | unit_investment_variable_type_integer
CarbonMarket | Base | FALSE |  | CCS_PlatformA1 | Base | FALSE

## CCS_ts
relationship | unit__from_node | unit__from_node | unit__from_node | unit__from_node | unit__from_node | unit__from_node | unit__from_node | unit__from_node
object_class_1 | unit | unit | unit | unit | unit | unit | unit | unit
object_name_1 | CCS_PlatformA1 | CCS_PlatformA1 | CCS_PlatformA1 | CCS_PlatformA1 | CCS_PlatformA1 | CCS_PlatformA1 | CCS_PlatformA1 | CCS_PlatformA1
object_class_2 | node | node | node | node | node | node | node | node
object_name_2 | CarbonMarket | CarbonMarket | CarbonMarket | CarbonMarket | CarbonMarket | CarbonMarket | CarbonMarket | CarbonMarket
parameter | vom_cost | vom_cost | vom_cost | vom_cost | vom_cost | vom_cost | vom_cost | vom_cost
alternative | TSdevelopmentCarbonPrice_1 | TSdevelopmentCarbonPrice_2 | TSdevelopmentCarbonPrice_3 | TSdevelopmentCarbonPrice_4 | TSdevelopmentCarbonPrice_5 | TSdevelopmentCarbonPrice_6 | TSdevelopmentCarbonPrice_7 | TSdevelopmentCarbonPrice_8
2020-01-01T00:00:00 | 0 | 0 | 0 | 0 | 0 | 0 | 0 | 0
2021-01-01T00:00:00 | -47.96 | -47.96 | -47.96 | -47.96 | -47.96 | -47.96 | -47.96 | -47.96
2022-01-01T00:00:00 | -52.56 | -52.56 | -52.56 | -52.56 | -52.56 | -52.56 | -52.56 | -52.56
2023-01-01T00:00:00 | -83.03 | -83.03 | -83.03 | -83.03 | -83.03 | -83.03 | -83.03 | -83.03
2024-01-01T00:00:00 | -83.03 | -83.8603 | -87.1815 | -89.2572 | -91.333 | -95.4845 | -97.9754 | -99.636
2025-01-01T00:00:00 | -83.03 | -84.6989 | -91.5406 | -95.9515 | -100.4663 | -109.8072 | -115.611 | -119.5632
2026-01-01T00:00:00 | -83.03 | -85.5459 | -96.1176 | -103.1479 | -110.5129 | -126.2783 | -136.4209 | -143.4758
2027-01-01T00:00:00 | -83.03 | -86.4014 | -100.9235 | -110.884 | -121.5642 | -145.22 | -160.9767 | -172.171
2028-01-01T00:00:00 | -83.03 | -87.2654 | -105.9697 | -119.2003 | -133.7206 | -167.003 | -189.9525 | -206.6052
2029-01-01T00:00:00 | -83.03 | -88.138 | -111.2681 | -128.1403 | -147.0927 | -192.0534 | -224.144 | -247.9263
2030-01-01T00:00:00 | -83.03 | -89.0194 | -116.8315 | -137.7509 | -161.802 | -220.8615 | -264.4899 | -297.5115
2031-01-01T00:00:00 | -83.03 | -89.9096 | -122.6731 | -148.0822 | -177.9822 | -253.9907 | -312.0981 | -357.0138
2032-01-01T00:00:00 | -83.03 | -90.8087 | -128.8068 | -159.1883 | -195.7804 | -292.0893 | -368.2757 | -428.4166
2033-01-01T00:00:00 | -83.03 | -91.7168 | -135.2471 | -171.1275 | -215.3584 | -335.9027 | -434.5654 | -514.0999
2034-01-01T00:00:00 | -83.03 | -92.6339 | -142.0095 | -183.962 | -236.8943 | -386.2881 | -512.7871 | -616.9199
2035-01-01T00:00:00 | -83.03 | -93.5603 | -149.11 | -197.7592 | -260.5837 | -444.2313 | -605.0888 | -740.3038
2036-01-01T00:00:00 | -83.03 | -94.4959 | -156.5654 | -212.5911 | -286.6421 | -510.866 | -714.0048 | -888.3646
2037-01-01T00:00:00 | -83.03 | -95.4408 | -164.3937 | -228.5354 | -315.3063 | -587.4958 | -842.5257 | -1066.0375
2038-01-01T00:00:00 | -83.03 | -96.3953 | -172.6134 | -245.6756 | -346.8369 | -675.6202 | -994.1803 | -1279.245
2039-01-01T00:00:00 | -83.03 | -97.3592 | -181.2441 | -264.1013 | -381.5206 | -776.9633 | -1173.1327 | -1535.094
2040-01-01T00:00:00 | -83.03 | -98.3328 | -190.3063 | -283.9088 | -419.6727 | -893.5078 | -1384.2966 | -1842.1128
2041-01-01T00:00:00 | -83.03 | -99.3161 | -199.8216 | -305.202 | -461.6399 | -1027.5339 | -1633.47 | -2210.5354
2042-01-01T00:00:00 | -83.03 | -100.3093 | -209.8127 | -328.0922 | -507.8039 | -1181.664 | -1927.4946 | -2652.6424
2043-01-01T00:00:00 | -83.03 | -101.3124 | -220.3033 | -352.6991 | -558.5843 | -1358.9136 | -2274.4437 | -3183.1709
2044-01-01T00:00:00 | -83.03 | -102.3255 | -231.3185 | -379.1515 | -614.4428 | -1562.7506 | -2683.8435 | -3819.8051
2045-01-01T00:00:00 | -83.03 | -103.3488 | -242.8844 | -407.5879 | -675.887 | -1797.1632 | -3166.9354 | -4583.7661
2046-01-01T00:00:00 | -83.03 | -104.3822 | -255.0286 | -438.157 | -743.4757 | -2066.7377 | -3736.9837 | -5500.5194
2047-01-01T00:00:00 | -83.03 | -105.4261 | -267.78 | -471.0187 | -817.8233 | -2376.7484 | -4409.6408 | -6600.6232
2048-01-01T00:00:00 | -83.03 | -106.4803 | -281.1691 | -506.3451 | -899.6056 | -2733.2606 | -5203.3761 | -7920.7479
2049-01-01T00:00:00 | -83.03 | -107.5451 | -295.2275 | -544.321 | -989.5662 | -3143.2497 | -6139.9838 | -9504.8974
2050-01-01T00:00:00 | -83.03 | -108.6206 | -309.9889 | -585.1451 | -1088.5228 | -3614.7372 | -7245.1809 | -11405.8769
2051-01-01T00:00:00 | -83.03 | -109.7068 | -325.4883 | -629.031 | -1197.3751 | -4156.9478 | -8549.3135 | -13687.0523
2052-01-01T00:00:00 | -83.03 | -110.8039 | -341.7627 | -676.2083 | -1317.1126 | -4780.4899 | -10088.1899 | -16424.4628
2053-01-01T00:00:00 | -83.03 | -111.9119 | -358.8509 | -726.9239 | -1448.8239 | -5497.5634 | -11904.0641 | -19709.3553
2054-01-01T00:00:00 | -83.03 | -113.031 | -376.7934 | -781.4432 | -1593.7063 | -6322.1979 | -14046.7956 | -23651.2264
2055-01-01T00:00:00 | -83.03 | -114.1613 | -395.6331 | -840.0515 | -1753.0769 | -7270.5276 | -16575.2189 | -28381.4717
2056-01-01T00:00:00 | -83.03 | -115.3029 | -415.4147 | -903.0553 | -1928.3846 | -8361.1068 | -19558.7583 | -34057.766
2057-01-01T00:00:00 | -83.03 | -116.456 | -436.1855 | -970.7845 | -2121.223 | -9615.2728 | -23079.3347 | -40869.3192
2058-01-01T00:00:00 | -83.03 | -117.6205 | -457.9948 | -1043.5933 | -2333.3453 | -11057.5637 | -27233.615 | -49043.1831
2059-01-01T00:00:00 | -83.03 | -118.7967 | -480.8945 | -1121.8628 | -2566.6799 | -12716.1983 | -32135.6657 | -58851.8197
2060-01-01T00:00:00 | -83.03 | -119.9847 | -504.9392 | -1206.0025 | -2823.3479 | -14623.628 | -37920.0855 | -70622.1836
2061-01-01T00:00:00 | -83.03 | -121.1845 | -530.1862 | -1296.4527 | -3105.6826 | -16817.1722 | -44745.7009 | -84746.6203
2062-01-01T00:00:00 | -83.03 | -122.3964 | -556.6955 | -1393.6867 | -3416.2509 | -19339.748 | -52799.9271 | -101695.9444
2063-01-01T00:00:00 | -83.03 | -123.6204 | -584.5303 | -1498.2132 | -3757.876 | -22240.7102 | -62303.914 | -122035.1333
2064-01-01T00:00:00 | -83.03 | -124.8566 | -613.7568 | -1610.5791 | -4133.6636 | -25576.8168 | -73518.6185 | -146442.1599
2065-01-01T00:00:00 | -83.03 | -126.1051 | -644.4446 | -1731.3726 | -4547.0299 | -29413.3393 | -86751.9698 | -175730.5919
2066-01-01T00:00:00 | -83.03 | -127.3662 | -676.6668 | -1861.2255 | -5001.7329 | -33825.3402 | -102367.3244 | -210876.7103
2067-01-01T00:00:00 | -83.03 | -128.6398 | -710.5002 | -2000.8174 | -5501.9062 | -38899.1412 | -120793.4428 | -253052.0524
2068-01-01T00:00:00 | -83.03 | -129.9262 | -746.0252 | -2150.8788 | -6052.0969 | -44734.0124 | -142536.2625 | -303662.4629
2069-01-01T00:00:00 | -83.03 | -131.2255 | -783.3265 | -2312.1947 | -6657.3065 | -51444.1143 | -168192.7897 | -364394.9554
2070-01-01T00:00:00 | -83.03 | -132.5378 | -822.4928 | -2485.6093 | -7323.0372 | -59160.7314 | -198467.4919 | -437273.9465

## TransitionActions
relationship | object_class_1 | object_name_1 | user_constraint | parameter | alternative | value | user_constraint | alternative | is_active | constraint_sense | right_hand_side
unit__user_constraint | unit | CCS_PlatformA1 | Transition_PlatformA1 | units_on_coefficient | TransitionAction | 1 | Transition_PlatformA1 | TransitionAction | TRUE | == | 1
unit__user_constraint | unit | EOP_PlatformA1_LivingRetreat | Transition_PlatformA1 | units_on_coefficient | TransitionAction | 1 | Transition_PlatformA1 | Base | FALSE
unit__user_constraint | unit | PlatformA1_well | Transition_PlatformA1 | units_on_coefficient | TransitionAction | 1 | Transition_PlatformA1_decommission | TransitionAction | TRUE | <= | 1
unit__user_constraint | unit | EOP_PlatformA1_LivingRetreat | Transition_PlatformA1_decommission | units_invested_available_coefficient | TransitionAction | 1 | Transition_PlatformA1_decommission | Base | FALSE
unit__user_constraint | unit | PlatformA1_well | Transition_PlatformA1_decommission | units_on_coefficient | TransitionAction | 1 | Transition_PlatformA1_installCCS | TransitionAction | TRUE | <= | 1
unit__user_constraint | unit | CCS_PlatformA1 | Transition_PlatformA1_installCCS | units_invested_available_coefficient | TransitionAction | 1 | Transition_PlatformA1_installCCS | Base | FALSE
unit__user_constraint | unit | PlatformA1_well | Transition_PlatformA1_installCCS | units_on_coefficient | TransitionAction | 1 | Transition_PlatformA1_WindCCSvsCPPA | TransitionAction | TRUE | <= | 1
unit__user_constraint | unit | Electrify_PlatformA1_OffWindCCS | Transition_PlatformA1_WindCCSvsCPPA | units_on_coefficient | TransitionAction | 1 | Transition_PlatformA1_WindCCSvsCPPA | Base | FALSE
unit__user_constraint | unit | Electrify_PlatformA1_CPPA | Transition_PlatformA1_WindCCSvsCPPA | units_on_coefficient | TransitionAction | 1 | Transition_PlatformA1_installCCSWind | TransitionAction | TRUE | <= | 0
unit__user_constraint | unit | Electrify_PlatformA1_OffWindCCS | Transition_PlatformA1_installCCSWind | units_invested_available_coefficient | TransitionAction | 1 | Transition_PlatformA1_installCCSWind | Base | FALSE
unit__user_constraint | unit | CCS_PlatformA1 | Transition_PlatformA1_installCCSWind | units_invested_available_coefficient | TransitionAction | -1 | Transition_PlatformA1_GTvsWindFarm | TransitionAction | TRUE | <= | 2
unit__user_constraint | unit | Electrify_PlatformA1_OffWindFarm | Transition_PlatformA1_GTvsWindFarm | units_invested_available_coefficient | TransitionAction | 2 | Transition_PlatformA1_GTvsWindFarm | Base | FALSE
unit__user_constraint | unit | PlatformA1_OCGT | Transition_PlatformA1_GTvsWindFarm | units_invested_available_coefficient | TransitionAction | 1 | Transition_PlatformA1_GTvsCPPA | TransitionAction | TRUE | <= | 2
unit__user_constraint | unit | Electrify_PlatformA1_CPPA | Transition_PlatformA1_GTvsCPPA | units_invested_available_coefficient | TransitionAction | 2 | Transition_PlatformA1_GTvsCPPA | Base | FALSE
unit__user_constraint | unit | PlatformA1_OCGT | Transition_PlatformA1_GTvsCPPA | units_invested_available_coefficient | TransitionAction | 1 | Transition_PlatformA1_newGTvsWindFarm | TransitionAction | TRUE | <= | 2
unit__user_constraint | unit | Electrify_PlatformA1_OffWindFarm | Transition_PlatformA1_newGTvsWindFarm | units_invested_available_coefficient | TransitionAction | 2 | Transition_PlatformA1_newGTvsWindFarm | Base | FALSE
unit__user_constraint | unit | PlatformA1_OCGT_new | Transition_PlatformA1_newGTvsWindFarm | units_invested_available_coefficient | TransitionAction | 1 | Transition_PlatformA1_newGTvsCPPA | TransitionAction | TRUE | <= | 2
unit__user_constraint | unit | Electrify_PlatformA1_CPPA | Transition_PlatformA1_newGTvsCPPA | units_invested_available_coefficient | TransitionAction | 2 | Transition_PlatformA1_newGTvsCPPA | Base | FALSE
unit__user_constraint | unit | PlatformA1_OCGT_new | Transition_PlatformA1_newGTvsCPPA | units_invested_available_coefficient | TransitionAction | 1 | Transition_PlatformA1_CPPAreserves | ElectrifyPurchaseReserves | TRUE | == | 0
unit__user_constraint | unit | Electrify_PlatformA1_CPPA | Transition_PlatformA1_CPPAreserves | units_on_coefficient | ElectrifyPurchaseReserves | -1 | Transition_PlatformA1_CPPAreserves | Base | FALSE
unit__user_constraint | unit | Electrify_PlatformA1_CPPAreserve | Transition_PlatformA1_CPPAreserves | units_on_coefficient | ElectrifyPurchaseReserves | 1 | Transition_PlatformA1_WindCCSreserves | ElectrifyCCSWindReserves | TRUE | == | 0
unit__user_constraint | unit | Electrify_PlatformA1_OffWindCCS | Transition_PlatformA1_WindCCSreserves | units_on_coefficient | ElectrifyCCSWindReserves | -1 | Transition_PlatformA1_WindCCSreserves | Base | FALSE
unit__user_constraint | unit | Electrify_PlatformA1_OffWindCCSreserve | Transition_PlatformA1_WindCCSreserves | units_on_coefficient | ElectrifyCCSWindReserves | 1
Note on I2: Huang Jiangyi: Either the well ceases production (0) or personnel stay (retreat=0) unless CCS is intalled and on (1). This requires min_down_time of the well (see table "Decommission").
Note on I4: Huang Jiangyi: When the personnel leav, the well must cease production.
Note on E5: Huang Jiangyi: Try units_invested_available_coefficient
Note on I6: Huang Jiangyi: Once CCS gets installed, the well ceases production.
Note on E7: Huang Jiangyi: Try units_invested_available_coefficient
Note on I8: Huang Jiangyi: CCS wind and normal wind are mutually exclusive.
Note on G14: Huang Jiangyi: For 2 units of OCGT
Note on G16: Huang Jiangyi: For 2 units of OCGT
Note on G18: Huang Jiangyi: For 2 units of OCGT
Note on G20: Huang Jiangyi: For 2 units of OCGT